{"text_format":"1","workbook":"xlsx","n_sheets":6,"sheets":["TRY","TRY_new","Data","Vyber","Graf1","Graf2"],"not_rendered":{"charts":4,"images":0,"macros":1,"external_links":0,"defined_names":17,"comments":0,"pivot_tables":0},"unopened":[{"sheet":"Graf1","index":4,"reason":"not_a_worksheet"},{"sheet":"Graf2","index":5,"reason":"not_a_worksheet"}],"bounds":{"document_bytes":16777216,"sheet_cells":100000,"rows_first":2000,"rows_last":500,"rows_between":2000,"halvings":0,"cell_chars":16384,"cell_head_chars":4096},"cells_cut":0,"cells_raw":0,"read":"whole","date_system":"1900"}

{"sheet":"TRY","index":0,"n_rows":8773,"n_cols":32,"rows_kept":4500,"cut":true,"hidden":true,"merged":[],"bounds":{"rows_first":2000,"rows_last":500,"rows_between":2000,"halvings":0}}
["Potřeba tepla pro ohřev venkovního vzduchu",null,null,null,null,null,null,"ti","°C",null,null,22,"tekv",13,null,"bez uvažování tepelných zisků",null,null,null,null,"ZZT","Kč/GJ",0,50,60,67,80,90,100,null,null,"POMOC"]
["TRY",null,"Den","od",1,null,null,"Počet žáků","žáků",null,null,27,null,null,null,null,null,null,null,null,"Náklady za rok",300,{"$f":"+L$7*$V2","v":1840.2537743999999},920.12688719999994,736.10150975999977,607.28374555200014,368.05075487999983,184.02537743999986,0,"na třídu"]
[null,null,null,"do",5,null,null,"Dávka vzduchu","m3/h.os",null,null,12,null,null,null,null,null,null,null,null,null,400,2453.6716991999997,1226.8358495999998,981.4686796799997,809.71166073600023,490.73433983999973,245.36716991999984,0]
[null,null,null,null,null,null,null,"Průtok vzduchu","m3/h",null,null,{"$f":"+L2*L3","v":324},null,null,null,{"$f":"+W12/N5","v":2.3611111111111112},null,null,null,null,null,500,3067.0896239999997,1533.5448119999999,1226.8358495999996,1012.1395759200003,613.4179247999997,306.70896239999979,0]
[null,null,"Hodina","od",8,null,null,"Cena za GJ","Kč/GJ",null,null,500,"tj.",{"$f":"+N8/N6","v":1.8},"Kč/kWh","teplo 3x levnější než elektrika",null,null,null,null,null,600,3680.5075487999998,1840.2537743999999,1472.2030195199995,1214.5674911040003,736.10150975999966,368.05075487999972,0]
[null,null,null,"do",13,null,null,"Potřeba tepla","kWh/rok",null,null,{"$f":"SUM(L14:L7284)/1000","v":1703.93868},851.96933999999999,681.57547199999976,562.29976440000019,340.78773599999982,170.39386799999988,0,null,null,null,700,4293.9254735999993,2146.9627367999997,1717.5701894399995,1416.9954062880004,858.78509471999951,429.3925473599997,0]
[null,null,null,null,null,null,null,"Potřeba tepla","GJ/rok",null,null,{"$f":"L6/1000000*3600","v":6.1341792479999997},{"$f":"M6/1000000*3600","v":3.0670896239999998},2.4536716991999992,2.0242791518400005,1.2268358495999994,0.61341792479999957,0,null,null,null,800,4907.3433983999994,2453.6716991999997,1962.9373593599994,1619.4233214720005,981.46867967999947,490.73433983999968,0]
[null,null,"Měsíc","od",{"$f":"+IF(E7=1,5,1)","v":1},9,null,"Náklady za rok","Kč/rok",null,null,{"$f":"+L7*$L$5","v":3067.0896239999997},{"$f":"+M7*$L$5","v":1533.5448119999999},1226.8358495999996,1012.1395759200003,613.4179247999997,306.70896239999979,0]
[null,null,null,"do",6,12,null,"Náklady na žáka","Kč/žáka.rok",null,null,{"$f":"+L8/$L$2","v":113.59591199999998},56.797955999999992,45.438364799999988,37.486650960000013,22.71918239999999,11.359591199999992,0]
[null,null,null,null,null,null,null,"Tepelná ztráta větráním","kW",null,null,{"$f":"+MAX(L14:L7284)/1000","v":3.9486960000000004},{"$f":"+MAX(M14:M7284)/1000","v":1.9743479999999998},1.5794783999999997,1.3030696799999995,0.78973919999999942,0.39486959999999932,3.8753000808355863E-16]
[null,null,null,null,null,null,null,null,"MIN",null,"-",0,50,60,67,80,90,100,null,null,"Potřeba elektrické energie pro jednotku"]
[null,null,null,null,null,null,null,null,{"$f":"+MIN(I14:I6996)","v":-16.7},{"$f":"+MIN(J14:J6996)","v":-14.2},null,null,null,null,null,null,null,null,85,null,"Cena za kWh","Kč/kWh",4.25]
[null,null,"Date","M","D","H","DT","Den v týdnu","te",null,"V [m3/h]","Q [W]","Q [W]","Q [W]","Q [W]","Q [W]","Q [W]","Q [W]",null,null,"doba provozu","h",{"$f":"+COUNT(K14:K6996)","v":872}]
["00:30:00","1999-01-01",{"$f":"B14+A14","v":"1999-01-01T00:30:00"},1,1,1,{"$f":"WEEKDAY(C14-1)","v":5},{"$f":"IF(G14=6,\"víkend\",IF(G14=7,\"víkend\",\"všední\"))","v":"všední"},-4.55,{"$f":"+IF(K14=\"\",\"\",I14)","v":""},{"$f":"IF(H14=\"víkend\",\"\",IF(I14>18,0,IF(OR(F14<$E$5,F14>$E$6),\"\",$L$4)))","v":""},{"$f":"IF($K14=\"\",0,$K14/3600*1.2*1010*($L$1-(L$11*($L$1-$I14)+$I14)))","v":0},{"$f":"IF($K14=\"\",0,$K14/3600*1.2*1010*($L$1-(M$11/100*($L$1-$I14)+$I14)))","v":0},0,0,0,0,0,-4.55,null,"SFP","W.s/m3",0,1000,2000,3000,4000,5000]
[null,null,{"$f":"C14+1/24","v":"1999-01-01T01:30:00"},1,1,2,{"$f":"WEEKDAY(C15-1)","v":5},{"$f":"IF(G15=6,\"víkend\",IF(G15=7,\"víkend\",\"všední\"))","v":"všední"},-5.85,{"$f":"+IF(K15=\"\",\"\",I15)","v":""},{"$f":"IF(H15=\"víkend\",\"\",IF(I15>18,0,IF(OR(F15<$E$5,F15>$E$6),\"\",$L$4)))","v":""},0,0,0,0,0,0,0,-5.8,null,"Potřeba el. energie","kWh/rok",{"$f":"+W14*$L$4/3600*$W$13/1000","v":0},78.48,156.96,235.44,313.92,392.4]
[null,null,{"$f":"C15+1/24","v":"1999-01-01T02:30:00"},1,1,3,5,"všední",-6,"","",0,0,0,0,0,0,0,-5.9,null,"Náklady","Kč/rok",{"$f":"+W15*$W$12","v":0},333.54,667.08,1000.62,1334.16,1667.6999999999998]
[null,null,"1999-01-01T03:30:00",1,1,4,5,"všední",-6.35,"","",0,0,0,0,0,0,0,-6.1,null,"Náklady na žáka","Kč/rok na žáka",0,{"$f":"+X16/25","v":13.341600000000001},{"$f":"+Y16/25","v":26.683200000000003},{"$f":"+Z16/25","v":40.024799999999999},{"$f":"+AA16/25","v":53.366400000000006},{"$f":"+AB16/25","v":66.707999999999998}]
[null,null,"1999-01-01T04:30:00",1,1,5,5,"všední",-6.6,"","",0,0,0,0,0,0,0,-6.6]
[null,null,"1999-01-01T05:30:00",1,1,6,5,"všední",-6.7,"","",0,0,0,0,0,0,0,-6.6,null,"CELKOVĚ PO ODEČTENÍ TEP. ZISKŮ VENTILÁTORU"]
[null,null,"1999-01-01T06:30:00",1,1,7,5,"všední",-6.9,"","",0,0,0,0,0,0,0,-6.8,null,"ZZT","-",0,50,60,67,80,90,100]
[null,null,"1999-01-01T07:30:00",1,1,8,5,"všední",-6.95,-6.95,{"$f":"IF(H21=\"víkend\",\"\",IF(I21>$N$1,\"\",IF(OR(F21<$E$5,F21>$E$6),\"\",$L$4)))","v":324},3157.866,1578.9330000000002,1263.1464000000001,1042.0957799999999,631.57319999999993,315.78659999999996,0,-7,null,"Potřeba tepla","SFP"]
[null,null,"1999-01-01T08:30:00",1,1,9,5,"všední",-6.75,-6.75,{"$f":"IF(H22=\"víkend\",\"\",IF(I22>$N$1,\"\",IF(OR(F22<$E$5,F22>$E$6),\"\",$L$4)))","v":324},3136.0499999999997,1568.0249999999999,1254.42,1034.8964999999996,627.21,313.60500000000002,0,-6.9,null,null,0,{"$f":"IF(L$6-$V22*$L$4/3600/2*$W$13/1000<0,0,L$6-$V22*$L$4/3600/2*$W$13/1000)","v":1703.93868},851.96933999999999,681.57547199999976,562.29976440000019,340.78773599999982,170.39386799999988,0]
[null,null,"1999-01-01T09:30:00",1,1,10,5,"všední",-6.45,-6.45,324,3103.326,1551.6630000000002,1241.3303999999998,1024.0975799999997,620.66519999999969,310.33259999999984,0,-6.6,null,null,1000,1664.69868,812.72933999999998,642.33547199999975,523.05976440000018,301.54773599999982,131.15386799999987,0]
[null,null,"1999-01-01T10:30:00",1,1,11,5,"všední",-5.85,-5.85,324,3037.8780000000002,{"$f":"IF($K24=\"\",0,$K24/3600*1.2*1010*($L$1-(M$11/100*($L$1-$I24)+$I24)))","v":1518.9389999999999},1215.1511999999998,1002.4997399999997,607.57560000000001,303.78779999999961,0,-6.3,null,null,2000,1625.45868,773.48933999999997,603.09547199999975,483.81976440000017,262.30773599999981,91.91386799999988,0]
[null,null,"1999-01-01T11:30:00",1,1,12,5,"všední",-5.55,-5.55,324,3005.154,1502.5769999999998,1202.0616,991.70082000000002,601.03079999999977,300.51539999999989,0,-5.4,null,null,3000,1586.2186799999999,734.24933999999996,563.85547199999974,444.57976440000016,223.06773599999983,52.673867999999885,0]
[null,null,"1999-01-01T12:30:00",1,1,13,5,"všední",-5.6,-5.6,324,3010.6080000000002,1505.3039999999999,1204.2432000000001,993.50063999999986,602.1215999999996,301.0607999999998,0,-5.7,null,null,4000,1546.9786799999999,695.00933999999995,524.61547199999973,405.33976440000015,183.82773599999982,13.433867999999876,0]
[null,null,"1999-01-01T13:30:00",1,1,14,5,"všední",-5.5,"","",0,0,0,0,0,0,0,-5.5,null,null,5000,1507.7386799999999,655.76934000000006,485.37547199999977,366.0997644000002,144.58773599999984,0,0]
[null,null,"1999-01-01T14:30:00",1,1,15,5,"všední",-5.55,"","",0,0,0,0,0,0,0,-5.5]
[null,null,"1999-01-01T15:30:00",1,1,16,5,"všední",-5.35,"","",0,0,0,0,0,0,0,-5.6,null,"Celkové náklady ","SFP"]
[null,null,"1999-01-01T16:30:00",1,1,17,5,"všední",-5.05,"","",0,0,0,0,0,0,0,-5.0999999999999996,null,"na 1 žáka",0,{"$f":"W22/1000000*3600*$L$5/25+$W16","v":122.68358495999999},61.341792479999995,49.073433983999983,40.485583036800016,24.536716991999988,12.268358495999992,0]
[null,null,"1999-01-01T17:30:00",1,1,18,5,"všední",-4.95,"","",0,0,0,0,0,0,0,-5,null,null,1000,{"$f":"W23/1000000*3600*$L$5/25+$X17","v":133.19990496},71.858112479999988,59.589753983999984,51.001903036800016,35.053036991999988,22.784678495999991,13.341600000000001]
[null,null,"1999-01-01T18:30:00",1,1,19,5,"všední",-4.7,"","",0,0,0,0,0,0,0,-4.9000000000000004,null,null,2000,{"$f":"W24/1000000*3600*$L$5/25+$Y17","v":143.71622495999998},82.374432479999996,70.106073983999977,61.518223036800009,45.569356991999989,33.300998495999991,26.683200000000003]
[null,null,"1999-01-01T19:30:00",1,1,20,5,"všední",-4.55,"","",0,0,0,0,0,0,0,-4.5,null,null,3000,{"$f":"W25/1000000*3600*$L$5/25+$Z17","v":154.23254495999998},92.890752480000003,80.622393983999984,72.034543036800017,56.085676991999989,43.817318495999992,40.024799999999999]
[null,null,"1999-01-01T20:30:00",1,1,21,5,"všední",-4.4000000000000004,"","",0,{"$f":"IF($K34=\"\",0,$K34/3600*1.2*1010*($L$1-(M$11/100*($L$1-$I34)+$I34)))","v":0},0,0,0,0,0,-4.5999999999999996,null,null,4000,{"$f":"W26/1000000*3600*$L$5/25+$AA17","v":164.74886495999999},103.40707248,91.138713983999992,82.550863036800024,66.601996991999997,54.333638495999999,53.366400000000006]
[null,null,"1999-01-01T21:30:00",1,1,22,5,"všední",-4.3,"","",0,0,0,0,0,0,0,-4.2,null,null,5000,{"$f":"W27/1000000*3600*$L$5/25+$AB17","v":175.26518496},113.92339248000002,101.65503398399997,93.067183036800017,77.11831699199999,66.707999999999998,66.707999999999998]
[null,null,"1999-01-01T22:30:00",1,1,23,5,"všední",-4.5,"","",0,0,0,0,0,0,0,-4.4000000000000004]
[null,null,"1999-01-01T23:30:00",1,1,24,5,"všední",-4.7,"","",0,0,0,0,0,0,0,-4.5999999999999996,null,"Celkové náklady ","SFP"]
[null,null,"1999-01-02T00:30:00",1,2,{"$f":"F14","v":1},6,"víkend",-5,"","",0,0,0,0,0,0,0,-4.8,null,"na 1 třídu",0,{"$f":"+W30*25","v":3067.0896239999997},{"$f":"+X30*25","v":1533.5448119999999},1226.8358495999996,1012.1395759200004,613.4179247999997,306.70896239999979,0]
[null,null,"1999-01-02T01:30:00",1,2,{"$f":"F15","v":2},6,"víkend",-5.35,"","",0,0,0,0,0,0,0,-5.2,null,null,1000,{"$f":"+W31*25","v":3329.9976240000001},1796.4528119999998,1489.7438495999995,1275.0475759200003,876.32592479999971,569.61696239999981,333.54]
[null,null,"1999-01-02T02:30:00",1,2,3,6,"víkend",-5.7,"","",0,0,0,0,0,0,0,-5.5,null,null,2000,3592.9056239999995,2059.3608119999999,1752.6518495999994,1537.9555759200002,1139.2339247999996,832.52496239999982,667.08]
[null,null,"1999-01-02T03:30:00",1,2,4,6,"víkend",-6.3,"","",0,0,0,0,0,0,0,-5.9,null,null,3000,3855.8136239999994,2322.2688120000003,2015.5598495999996,1800.8635759200004,1402.1419247999997,1095.4329623999997,1000.62]
[null,null,"1999-01-02T04:30:00",1,2,5,6,"víkend",-6.7,"","",0,0,0,0,0,0,0,-6.7,null,null,4000,4118.7216239999998,2585.1768119999997,2278.4678495999997,2063.7715759200005,1665.0499247999999,1358.3409624000001,1334.16]
[null,null,"1999-01-02T05:30:00",1,2,6,6,"víkend",-6.65,"","",0,0,0,0,0,0,0,-6.7,null,null,5000,4381.6296240000001,2848.0848120000005,2541.3758495999991,2326.6795759200004,1927.9579247999998,1667.7,1667.7]
[null,null,"1999-01-02T06:30:00",1,2,7,6,"víkend",-6.65,"","",0,{"$f":"IF($K44=\"\",0,$K44/3600*1.2*1010*($L$1-(M$11/100*($L$1-$I44)+$I44)))","v":0},0,0,0,0,0,-6.6]
[null,null,"1999-01-02T07:30:00",1,2,8,6,"víkend",-6.45,"","",0,0,0,0,0,0,0,-6.7]
[null,null,"1999-01-02T08:30:00",1,2,9,6,"víkend",-5.6,"","",0,0,0,0,0,0,0,-6.2,null,"V = variable","m3/h.os"]
[null,null,"1999-01-02T09:30:00",1,2,10,6,"víkend",-4.95,"","",0,0,0,0,0,0,0,-5,null,"Potřeba tepla",null,0,50,60,67,80,90,100]
[null,null,"1999-01-02T10:30:00",1,2,11,6,"víkend",-4.25,"","",0,0,0,0,0,0,0,-4.9000000000000004,null,null,null,null,null,null,null,null,null,null,"kWh/rok"]
[null,null,"1999-01-02T11:30:00",1,2,12,6,"víkend",-3.05,"","",0,0,0,0,0,0,0,-3.6,null,null,12,{"$f":"+L6","v":1703.93868},851.96933999999999,681.57547199999976,562.29976440000019,340.78773599999982,170.39386799999988,0,"kWh/rok"]
[null,null,"1999-01-02T12:30:00",1,2,13,6,"víkend",-2.1,"","",0,0,0,0,0,0,0,-2.5,null,null,null,null,null,null,null,null,null,null,"kWh/rok"]
[null,null,"1999-01-02T13:30:00",1,2,14,6,"víkend",-1.45,"","",0,0,0,0,0,0,0,-1.7]
[null,null,"1999-01-02T14:30:00",1,2,15,6,"víkend",-1.1000000000000001,"","",0,0,0,0,0,0,0,-1.2,null,"Potřeba el. energie","SFP",0,1000,2000,3000,4000,5000]
[null,null,"1999-01-02T15:30:00",1,2,16,6,"víkend",-0.85,"","",0,0,0,0,0,0,0,-1,null,null,10,{"$f":"+W54/2","v":0},39.24,78.48,117.72,156.96,196.2]
[null,null,"1999-01-02T16:30:00",1,2,17,6,"víkend",-0.6,"","",0,{"$f":"IF($K54=\"\",0,$K54/3600*1.2*1010*($L$1-(M$11/100*($L$1-$I54)+$I54)))","v":0},0,0,0,0,0,-0.7,null,null,20,{"$f":"+W15","v":0},78.48,156.96,235.44,313.92,392.4]
[null,null,"1999-01-02T17:30:00",1,2,18,6,"víkend",-0.45,"","",0,0,0,0,0,0,0,-0.5,null,null,30,{"$f":"+W54*1.5","v":0},117.72,235.44,353.15999999999997,470.88,588.59999999999991]
[null,null,"1999-01-02T18:30:00",1,2,19,6,"víkend",-0.3,"","",0,0,0,0,0,0,0,-0.4,null,null,0,0,0,0,0,0,0]
[null,null,"1999-01-02T19:30:00",1,2,20,6,"víkend",-0.2,"","",0,0,0,0,0,0,0,-0.2]
[null,null,"1999-01-02T20:30:00",1,2,21,6,"víkend",-0.15,"","",0,0,0,0,0,0,0,-0.2]
[null,null,"1999-01-02T21:30:00",1,2,22,6,"víkend",0,"","",0,0,0,0,0,0,0,-0.1]
[null,null,"1999-01-02T22:30:00",1,2,23,6,"víkend",0.2,"","",0,0,0,0,0,0,0,0.1]
[null,null,"1999-01-02T23:30:00",1,2,24,6,"víkend",0.4,"","",0,0,0,0,0,0,0,0.3]
[null,null,"1999-01-03T00:30:00",1,3,1,7,"víkend",0.45,"","",0,0,0,0,0,0,0,0.5]
[null,null,"1999-01-03T01:30:00",1,3,2,7,"víkend",0.3,"","",0,0,0,0,0,0,0,0.4]
[null,null,"1999-01-03T02:30:00",1,3,3,7,"víkend",0.15,"","",0,{"$f":"IF($K64=\"\",0,$K64/3600*1.2*1010*($L$1-(M$11/100*($L$1-$I64)+$I64)))","v":0},0,0,0,0,0,0.2]
[null,null,"1999-01-03T03:30:00",1,3,4,7,"víkend",0.25,"","",0,0,0,0,0,0,0,0.1]
[null,null,"1999-01-03T04:30:00",1,3,5,7,"víkend",0.5,"","",0,0,0,0,0,0,0,0.4]
[null,null,"1999-01-03T05:30:00",1,3,6,7,"víkend",0.65,"","",0,0,0,0,0,0,0,0.6]
[null,null,"1999-01-03T06:30:00",1,3,7,7,"víkend",1,"","",0,0,0,0,0,0,0,0.7]
[null,null,"1999-01-03T07:30:00",1,3,8,7,"víkend",1.55,"","",0,0,0,0,0,0,0,1.3]
[null,null,"1999-01-03T08:30:00",1,3,9,7,"víkend",2.15,"","",0,0,0,0,0,0,0,1.8]
[null,null,"1999-01-03T09:30:00",1,3,10,7,"víkend",2.9,"","",0,0,0,0,0,0,0,2.5]
[null,null,"1999-01-03T10:30:00",1,3,11,7,"víkend",3.45,"","",0,0,0,0,0,0,0,3.3]
[null,null,"1999-01-03T11:30:00",1,3,12,7,"víkend",4.5999999999999996,"","",0,0,0,0,0,0,0,3.6]
[null,null,"1999-01-03T12:30:00",1,3,13,7,"víkend",5.75,"","",0,{"$f":"IF($K74=\"\",0,$K74/3600*1.2*1010*($L$1-(M$11/100*($L$1-$I74)+$I74)))","v":0},0,0,0,0,0,5.6]
[null,null,"1999-01-03T13:30:00",1,3,14,7,"víkend",5.6,"","",0,0,0,0,0,0,0,5.9]
[null,null,"1999-01-03T14:30:00",1,3,15,7,"víkend",5,"","",0,0,0,0,0,0,0,5.3]
[null,null,"1999-01-03T15:30:00",1,3,16,7,"víkend",4,"","",0,0,0,0,0,0,0,4.7]
[null,null,"1999-01-03T16:30:00",1,3,17,7,"víkend",3.25,"","",{"$f":"IF($K78=\"\",0,$K78/3600*1.2*1010*($L$1-(L$11*($L$1-$I78)+$I78)))","v":0},0,0,0,0,0,0,3.3]
[null,null,{"$f":"C78+1/24","v":"1999-01-03T17:30:00"},1,3,18,{"$f":"WEEKDAY(C79-1)","v":7},{"$f":"IF(G79=6,\"víkend\",IF(G79=7,\"víkend\",\"všední\"))","v":"víkend"},3.2,{"$f":"+IF(K79=\"\",\"\",I79)","v":""},"",0,0,0,0,0,0,0,3.2]
[null,null,"1999-01-03T18:30:00",1,3,19,7,"víkend",3,"","",0,0,0,0,0,0,0,3.2]
[null,null,"1999-01-03T19:30:00",1,3,20,7,"víkend",2.5,"","",0,0,0,0,0,0,0,2.8]
[null,null,"1999-01-03T20:30:00",1,3,21,7,"víkend",2.1,"","",0,0,0,0,0,0,0,2.2000000000000002]
[null,null,"1999-01-03T21:30:00",1,3,22,7,"víkend",1.75,"","",0,0,0,0,0,0,0,2]
[null,null,"1999-01-03T22:30:00",1,3,23,7,"víkend",1.3,"","",0,{"$f":"IF($K84=\"\",0,$K84/3600*1.2*1010*($L$1-(M$11/100*($L$1-$I84)+$I84)))","v":0},0,0,0,0,0,1.5]
[null,null,"1999-01-03T23:30:00",1,3,24,7,"víkend",0.85,"","",0,0,0,0,0,0,0,1.1000000000000001]
[null,null,"1999-01-04T00:30:00",1,4,1,1,"všední",0.5,"",{"$f":"IF(H86=\"víkend\",\"\",IF(I86>$N$1,\"\",IF(OR(F86<$E$5,F86>$E$6),\"\",$L$4)))","v":""},0,0,0,0,0,0,0,0.6]
[null,null,"1999-01-04T01:30:00",1,4,2,1,"všední",0.35,"","",0,0,0,0,0,0,0,0.4]
[null,null,"1999-01-04T02:30:00",1,4,3,1,"všední",0.2,"","",0,0,0,0,0,0,0,0.3]
[null,null,"1999-01-04T03:30:00",1,4,4,1,"všední",0.05,"","",0,0,0,0,0,0,0,0.1]
[null,null,"1999-01-04T04:30:00",1,4,5,1,"všední",-0.2,"","",0,0,0,0,0,0,0,0]
[null,null,"1999-01-04T05:30:00",1,4,6,1,"všední",-0.35,"","",0,0,0,0,0,0,0,-0.4]
[null,null,"1999-01-04T06:30:00",1,4,7,1,"všední",-0.2,"","",0,0,0,0,0,0,0,-0.3]
[null,null,"1999-01-04T07:30:00",1,4,8,1,"všední",-0.25,-0.25,324,2427.0299999999997,1213.5149999999999,970.81200000000001,800.91989999999987,485.40599999999989,242.70299999999978,0,-0.1]
[null,null,"1999-01-04T08:30:00",1,4,9,1,"všední",-0.6,-0.6,324,2465.2080000000001,{"$f":"IF($K94=\"\",0,$K94/3600*1.2*1010*($L$1-(M$11/100*($L$1-$I94)+$I94)))","v":1232.6039999999998},986.08319999999992,813.51863999999978,493.04159999999996,246.52079999999978,0,-0.4]
[null,null,"1999-01-04T09:30:00",1,4,10,1,"všední",-1.2,-1.2,324,2530.6559999999999,1265.328,1012.2624,835.11647999999991,506.13120000000004,253.06560000000002,0,-0.8]
[null,null,"1999-01-04T10:30:00",1,4,11,1,"všední",-1.8,-1.8,324,2596.1039999999998,1298.0519999999999,1038.4416000000001,856.71431999999993,519.22079999999983,259.61039999999991,0,-1.6]
[null,null,"1999-01-04T11:30:00",1,4,12,1,"všední",-1.9,-1.9,324,2607.0119999999997,1303.5060000000001,1042.8048000000003,860.31395999999984,521.40239999999972,260.70120000000009,0,-2]
[null,null,"1999-01-04T12:30:00",1,4,13,1,"všední",-1.2,-1.2,324,2530.6559999999999,1265.328,1012.2624,835.11647999999991,506.13120000000004,253.06560000000002,0,-1.8]
[null,null,"1999-01-04T13:30:00",1,4,14,1,"všední",-0.5,"","",0,0,0,0,0,0,0,-0.6]
[null,null,"1999-01-04T14:30:00",1,4,15,1,"všední",-1.05,"","",0,0,0,0,0,0,0,-0.4]
[null,null,"1999-01-04T15:30:00",1,4,16,1,"všední",-1.75,"","",0,0,0,0,0,0,0,-1.7]
[null,null,"1999-01-04T16:30:00",1,4,17,1,"všední",-2.0499999999999998,"","",0,0,0,0,0,0,0,-1.8]
[null,null,"1999-01-04T17:30:00",1,4,{"$f":"F79","v":18},1,"všední",-2.4500000000000002,"","",0,0,0,0,0,0,0,-2.2999999999999998]
[null,null,"1999-01-04T18:30:00",1,4,19,1,"všední",-2.7,"","",0,{"$f":"IF($K104=\"\",0,$K104/3600*1.2*1010*($L$1-(M$11/100*($L$1-$I104)+$I104)))","v":0},0,0,0,0,0,-2.6]
[null,null,"1999-01-04T19:30:00",1,4,20,1,"všední",-2.9,"","",0,0,0,0,0,0,0,-2.8]
[null,null,"1999-01-04T20:30:00",1,4,21,1,"všední",-1.65,"","",0,0,0,0,0,0,0,-3]
[null,null,"1999-01-04T21:30:00",1,4,22,1,"všední",-0.9,"","",0,0,0,0,0,0,0,-0.3]
[null,null,"1999-01-04T22:30:00",1,4,23,1,"všední",-2.15,"","",0,0,0,0,0,0,0,-1.5]
[null,null,"1999-01-04T23:30:00",1,4,24,1,"všední",-3.4,"","",0,0,0,0,0,0,0,-2.8]
[null,null,"1999-01-05T00:30:00",1,5,1,2,"všední",-3.7,"","",0,0,0,0,0,0,0,-4]
[null,null,"1999-01-05T01:30:00",1,5,2,2,"všední",-3.1,"","",0,0,0,0,0,0,0,-3.4]
[null,null,"1999-01-05T02:30:00",1,5,3,2,"všední",-2.5,"","",0,0,0,0,0,0,0,-2.8]
[null,null,"1999-01-05T03:30:00",1,5,4,2,"všední",-2.25,"","",0,0,0,0,0,0,0,-2.2000000000000002]
[null,null,"1999-01-05T04:30:00",1,5,5,2,"všední",-2.2000000000000002,"","",0,{"$f":"IF($K114=\"\",0,$K114/3600*1.2*1010*($L$1-(M$11/100*($L$1-$I114)+$I114)))","v":0},0,0,0,0,0,-2.2999999999999998]
[null,null,"1999-01-05T05:30:00",1,5,6,2,"všední",-2.95,"","",0,0,0,0,0,0,0,-2.1]
[null,null,"1999-01-05T06:30:00",1,5,7,2,"všední",-4.3,"","",0,0,0,0,0,0,0,-3.8]
[null,null,"1999-01-05T07:30:00",1,5,8,2,"všední",-4.4000000000000004,-4.4000000000000004,324,2879.712,1439.856,1151.8848000000003,950.30496000000016,575.94240000000013,287.97120000000007,0,-4.8]
[null,null,"1999-01-05T08:30:00",1,5,9,2,"všední",-3,-3,324,2727,1363.5,1090.8,899.91,545.4,272.7,0,-4]
[null,null,"1999-01-05T09:30:00",1,5,10,2,"všední",-2,-2,324,2617.92,1308.96,1047.1680000000001,863.91359999999975,523.58399999999972,261.79199999999986,0,-2]
[null,null,"1999-01-05T10:30:00",1,5,11,2,"všední",-1.8,-1.8,324,2596.1039999999998,1298.0519999999999,1038.4416000000001,856.71431999999993,519.22079999999983,259.61039999999991,0,-2]
[null,null,"1999-01-05T11:30:00",1,5,12,2,"všední",-0.35,-0.35,324,2437.9380000000001,1218.9689999999998,975.1751999999999,804.51953999999967,487.5875999999999,243.79379999999995,0,-1.6]
[null,null,"1999-01-05T12:30:00",1,5,13,2,"všední",0.45,0.45,324,2350.674,1175.337,940.26960000000008,775.72241999999994,470.13479999999987,235.06740000000013,0,0.9]
[null,null,"1999-01-05T13:30:00",1,5,14,2,"všední",0,"","",0,0,0,0,0,0,0,0]
[null,null,"1999-01-05T14:30:00",1,5,15,2,"všední",-0.1,"","",0,{"$f":"IF($K124=\"\",0,$K124/3600*1.2*1010*($L$1-(M$11/100*($L$1-$I124)+$I124)))","v":0},0,0,0,0,0,0]
[null,null,"1999-01-05T15:30:00",1,5,16,2,"všední",-0.25,"","",0,0,0,0,0,0,0,-0.2]
[null,null,"1999-01-05T16:30:00",1,5,17,2,"všední",-0.55000000000000004,"","",0,0,0,0,0,0,0,-0.3]
[null,null,"1999-01-05T17:30:00",1,5,18,2,"všední",-0.9,"","",0,0,0,0,0,0,0,-0.8]
[null,null,"1999-01-05T18:30:00",1,5,19,2,"všední",-1.55,"","",0,0,0,0,0,0,0,-1]
[null,null,"1999-01-05T19:30:00",1,5,20,2,"všední",-2.25,"","",0,0,0,0,0,0,0,-2.1]
[null,null,"1999-01-05T20:30:00",1,5,21,2,"všední",-2.4,"","",0,0,0,0,0,0,0,-2.4]
[null,null,"1999-01-05T21:30:00",1,5,22,2,"všední",-2.4,"","",0,0,0,0,0,0,0,-2.4]
[null,null,"1999-01-05T22:30:00",1,5,23,2,"všední",-2.4500000000000002,"","",0,0,0,0,0,0,0,-2.4]
[null,null,"1999-01-05T23:30:00",1,5,24,2,"všední",-2.5,"","",0,0,0,0,0,0,0,-2.5]
[null,null,"1999-01-06T00:30:00",1,6,1,3,"všední",-2.6,"","",0,{"$f":"IF($K134=\"\",0,$K134/3600*1.2*1010*($L$1-(M$11/100*($L$1-$I134)+$I134)))","v":0},0,0,0,0,0,-2.5]
[null,null,"1999-01-06T01:30:00",1,6,2,3,"všední",-2.8,"","",0,0,0,0,0,0,0,-2.7]
[null,null,"1999-01-06T02:30:00",1,6,3,3,"všední",-3,"","",0,0,0,0,0,0,0,-2.9]
[null,null,"1999-01-06T03:30:00",1,6,4,3,"všední",-3.05,"","",0,0,0,0,0,0,0,-3.1]
[null,null,"1999-01-06T04:30:00",1,6,5,3,"všední",-3.2,"","",0,0,0,0,0,0,0,-3]
[null,null,"1999-01-06T05:30:00",1,6,6,3,"všední",-3.35,"","",0,0,0,0,0,0,0,-3.4]
[null,null,"1999-01-06T06:30:00",1,6,7,3,"všední",-3.45,"","",0,0,0,0,0,0,0,-3.3]
[null,null,"1999-01-06T07:30:00",1,6,8,3,"všední",-3.35,-3.35,324,2765.1780000000003,1382.5889999999999,1106.0711999999999,912.50873999999988,553.03560000000004,276.51780000000002,0,-3.6]
[null,null,"1999-01-06T08:30:00",1,6,9,3,"všední",-3.05,-3.05,324,{"$f":"IF($K142=\"\",0,$K142/3600*1.2*1010*($L$1-(L$11*($L$1-$I142)+$I142)))","v":2732.4540000000002},1366.2269999999999,1092.9815999999998,901.70982000000004,546.49079999999981,273.2453999999999,0,-3.1]
[null,null,{"$f":"C142+1/24","v":"1999-01-06T09:30:00"},1,6,10,{"$f":"WEEKDAY(C143-1)","v":3},{"$f":"IF(G143=6,\"víkend\",IF(G143=7,\"víkend\",\"všední\"))","v":"všední"},-2.5499999999999998,{"$f":"+IF(K143=\"\",\"\",I143)","v":-2.5499999999999998},324,2677.9140000000002,1338.9569999999999,1071.1656,883.71161999999981,535.58280000000002,267.79139999999978,0,-3]
[null,null,"1999-01-06T10:30:00",1,6,11,3,"všední",-1.4,-1.4,324,2552.4719999999998,{"$f":"IF($K144=\"\",0,$K144/3600*1.2*1010*($L$1-(M$11/100*($L$1-$I144)+$I144)))","v":1276.2360000000001},1020.9888000000001,842.31575999999995,510.49439999999998,255.24719999999999,0,-2.1]
[null,null,"1999-01-06T11:30:00",1,6,12,3,"všední",-0.4,-0.4,324,2443.3919999999998,1221.6960000000001,977.35680000000002,806.31936000000007,488.67840000000001,244.33919999999983,0,-0.7]
[null,null,"1999-01-06T12:30:00",1,6,13,3,"všední",0.15,0.15,324,2383.3980000000001,1191.6989999999998,953.35919999999976,786.52133999999978,476.67960000000011,238.33979999999985,0,-0.1]
[null,null,"1999-01-06T13:30:00",1,6,14,3,"všední",0.15,"","",0,0,0,0,0,0,0,0.4]
[null,null,"1999-01-06T14:30:00",1,6,15,3,"všední",-0.15,"","",0,0,0,0,0,0,0,-0.1]
[null,null,"1999-01-06T15:30:00",1,6,16,3,"všední",-0.15,"","",0,0,0,0,0,0,0,-0.2]
[null,null,"1999-01-06T16:30:00",1,6,17,3,"všední",-0.15,"",{"$f":"IF(H150=\"víkend\",\"\",IF(I150>$N$1,\"\",IF(OR(F150<$E$5,F150>$E$6),\"\",$L$4)))","v":""},0,0,0,0,0,0,0,-0.1]
[null,null,"1999-01-06T17:30:00",1,6,18,3,"všední",-0.05,"","",0,0,0,0,0,0,0,-0.2]
[null,null,"1999-01-06T18:30:00",1,6,19,3,"všední",-0.05,"","",0,0,0,0,0,0,0,0.1]
[null,null,"1999-01-06T19:30:00",1,6,20,3,"všední",-0.25,"","",0,0,0,0,0,0,0,-0.2]
[null,null,"1999-01-06T20:30:00",1,6,21,3,"všední",-0.6,"","",0,{"$f":"IF($K154=\"\",0,$K154/3600*1.2*1010*($L$1-(M$11/100*($L$1-$I154)+$I154)))","v":0},0,0,0,0,0,-0.3]
[null,null,"1999-01-06T21:30:00",1,6,22,3,"všední",-0.75,"","",0,0,0,0,0,0,0,-0.9]
[null,null,"1999-01-06T22:30:00",1,6,23,3,"všední",-0.5,"","",0,0,0,0,0,0,0,-0.6]
[null,null,"1999-01-06T23:30:00",1,6,24,3,"všední",-0.25,"","",0,0,0,0,0,0,0,-0.4]
[null,null,"1999-01-07T00:30:00",1,7,1,4,"všední",-0.05,"","",0,0,0,0,0,0,0,-0.1]
[null,null,"1999-01-07T01:30:00",1,7,2,4,"všední",0,"","",0,0,0,0,0,0,0,0]
[null,null,"1999-01-07T02:30:00",1,7,3,4,"všední",0.05,"","",0,0,0,0,0,0,0,0]
[null,null,"1999-01-07T03:30:00",1,7,4,4,"všední",0.1,"","",0,0,0,0,0,0,0,0.1]
[null,null,"1999-01-07T04:30:00",1,7,5,4,"všední",0,"","",0,0,0,0,0,0,0,0.1]
[null,null,"1999-01-07T05:30:00",1,7,6,4,"všední",-0.3,"","",0,0,0,0,0,0,0,-0.1]
[null,null,"1999-01-07T06:30:00",1,7,7,4,"všední",-0.35,"","",0,{"$f":"IF($K164=\"\",0,$K164/3600*1.2*1010*($L$1-(M$11/100*($L$1-$I164)+$I164)))","v":0},0,0,0,0,0,-0.5]
[null,null,"1999-01-07T07:30:00",1,7,8,4,"všední",0.05,0.05,324,2394.306,1197.153,957.72239999999988,790.12097999999992,478.86120000000005,239.43060000000003,0,-0.2]
[null,null,"1999-01-07T08:30:00",1,7,9,4,"všední",0.6,0.6,324,2334.3119999999999,1167.1560000000002,933.72480000000019,770.32296000000008,466.86239999999975,233.43120000000005,0,0.3]
[null,null,"1999-01-07T09:30:00",1,7,{"$f":"F143","v":10},4,"všední",0.95,0.95,324,2296.134,1148.067,918.45359999999994,757.72421999999983,459.22680000000008,229.61340000000004,0,0.9]
[null,null,"1999-01-07T10:30:00",1,7,11,4,"všední",0.95,0.95,324,2296.134,1148.067,918.45359999999994,757.72421999999983,459.22680000000008,229.61340000000004,0,1]
[null,null,"1999-01-07T11:30:00",1,7,12,4,"všední",0.1,0.1,324,2388.8519999999999,1194.4260000000002,955.5408000000001,788.32116000000008,477.77039999999988,238.88519999999974,0,0.9]
[null,null,"1999-01-07T12:30:00",1,7,13,4,"všední",-0.3,-0.3,324,2432.4839999999999,1216.242,972.99360000000001,802.71971999999994,486.49680000000006,243.24840000000003,0,-0.7]
[null,null,"1999-01-07T13:30:00",1,7,14,4,"všední",-0.35,"","",0,0,0,0,0,0,0,0.1]
[null,null,"1999-01-07T14:30:00",1,7,15,4,"všední",-0.95,"","",0,0,0,0,0,0,0,-0.8]
[null,null,"1999-01-07T15:30:00",1,7,16,4,"všední",-1.6,"","",0,0,0,0,0,0,0,-1.1000000000000001]
[null,null,"1999-01-07T16:30:00",1,7,17,4,"všední",-2.6,"","",0,{"$f":"IF($K174=\"\",0,$K174/3600*1.2*1010*($L$1-(M$11/100*($L$1-$I174)+$I174)))","v":0},0,0,0,0,0,-2.1]
[null,null,"1999-01-07T17:30:00",1,7,18,4,"všední",-3.25,"","",0,0,0,0,0,0,0,-3.1]
[null,null,"1999-01-07T18:30:00",1,7,19,4,"všední",-2.9,"","",0,0,0,0,0,0,0,-3.4]
[null,null,"1999-01-07T19:30:00",1,7,20,4,"všední",-2.4500000000000002,"","",0,0,0,0,0,0,0,-2.4]
[null,null,"1999-01-07T20:30:00",1,7,21,4,"všední",-3.2,"","",0,0,0,0,0,0,0,-2.5]
[null,null,"1999-01-07T21:30:00",1,7,22,4,"všední",-4.0999999999999996,"","",0,0,0,0,0,0,0,-3.9]
[null,null,"1999-01-07T22:30:00",1,7,23,4,"všední",-4.45,"","",0,0,0,0,0,0,0,-4.3]
[null,null,"1999-01-07T23:30:00",1,7,24,4,"všední",-4.8,"","",0,0,0,0,0,0,0,-4.5999999999999996]
[null,null,"1999-01-08T00:30:00",1,8,1,5,"všední",-4.9000000000000004,"","",0,0,0,0,0,0,0,-5]
[null,null,"1999-01-08T01:30:00",1,8,2,5,"všední",-4.6500000000000004,"","",0,0,0,0,0,0,0,-4.8]
[null,null,"1999-01-08T02:30:00",1,8,3,5,"všední",-4.4000000000000004,"","",0,{"$f":"IF($K184=\"\",0,$K184/3600*1.2*1010*($L$1-(M$11/100*($L$1-$I184)+$I184)))","v":0},0,0,0,0,0,-4.5]
[null,null,"1999-01-08T03:30:00",1,8,4,5,"všední",-4.1500000000000004,"","",0,0,0,0,0,0,0,-4.3]
[null,null,"1999-01-08T04:30:00",1,8,5,5,"všední",-3.9,"","",0,0,0,0,0,0,0,-4]
[null,null,"1999-01-08T05:30:00",1,8,6,5,"všední",-3.75,"","",0,0,0,0,0,0,0,-3.8]
[null,null,"1999-01-08T06:30:00",1,8,7,5,"všední",-3.65,"","",0,0,0,0,0,0,0,-3.7]
[null,null,"1999-01-08T07:30:00",1,8,8,5,"všední",-3.45,-3.45,324,2776.0859999999998,1388.0430000000001,1110.4343999999999,916.10837999999978,555.21719999999993,277.6085999999998,0,-3.6]
[null,null,"1999-01-08T08:30:00",1,8,9,5,"všední",-2.95,-2.95,324,2721.5459999999998,1360.7730000000001,1088.6184000000001,898.1101799999999,544.30919999999981,272.15460000000013,0,-3.3]
[null,null,"1999-01-08T09:30:00",1,8,10,5,"všední",-2.35,-2.35,324,2656.098,1328.0489999999998,1062.4392,876.51233999999965,531.21959999999967,265.60979999999984,0,-2.6]
[null,null,"1999-01-08T10:30:00",1,8,11,5,"všední",-2.1,-2.1,324,2628.828,1314.4139999999998,1051.5311999999999,867.51323999999977,525.76560000000006,262.88280000000003,0,-2.1]
[null,null,"1999-01-08T11:30:00",1,8,12,5,"všední",-1.75,-1.75,324,2590.65,1295.325,1036.26,854.91449999999986,518.13,259.065,0,-2.1]
[null,null,"1999-01-08T12:30:00",1,8,13,5,"všední",-1.25,-1.25,324,2536.11,{"$f":"IF($K194=\"\",0,$K194/3600*1.2*1010*($L$1-(M$11/100*($L$1-$I194)+$I194)))","v":1268.0550000000001},1014.4440000000001,836.91629999999998,507.22199999999981,253.6109999999999,0,-1.4]
[null,null,"1999-01-08T13:30:00",1,8,14,5,"všední",-1,"","",0,0,0,0,0,0,0,-1.1000000000000001]
[null,null,"1999-01-08T14:30:00",1,8,15,5,"všední",-1.1499999999999999,"","",0,0,0,0,0,0,0,-0.9]
[null,null,"1999-01-08T15:30:00",1,8,16,5,"všední",-2,"","",0,0,0,0,0,0,0,-1.4]
[null,null,"1999-01-08T16:30:00",1,8,17,5,"všední",-2.35,"","",0,0,0,0,0,0,0,-2.6]
[null,null,"1999-01-08T17:30:00",1,8,18,5,"všední",-1.95,"","",0,0,0,0,0,0,0,-2.1]
[null,null,"1999-01-08T18:30:00",1,8,19,5,"všední",-1.9,"","",0,0,0,0,0,0,0,-1.8]
[null,null,"1999-01-08T19:30:00",1,8,20,5,"všední",-2.15,"","",0,0,0,0,0,0,0,-2]
[null,null,"1999-01-08T20:30:00",1,8,21,5,"všední",-2.85,"","",0,0,0,0,0,0,0,-2.2999999999999998]
[null,null,"1999-01-08T21:30:00",1,8,22,5,"všední",-3.55,"","",0,0,0,0,0,0,0,-3.4]
[null,null,"1999-01-08T22:30:00",1,8,23,5,"všední",-3.8,"","",0,{"$f":"IF($K204=\"\",0,$K204/3600*1.2*1010*($L$1-(M$11/100*($L$1-$I204)+$I204)))","v":0},0,0,0,0,0,-3.7]
[null,null,"1999-01-08T23:30:00",1,8,24,5,"všední",-4.05,"","",0,0,0,0,0,0,0,-3.9]
[null,null,"1999-01-09T00:30:00",1,9,1,6,"víkend",-4.2,"","",{"$f":"IF($K206=\"\",0,$K206/3600*1.2*1010*($L$1-(L$11*($L$1-$I206)+$I206)))","v":0},0,0,0,0,0,0,-4.2]
[null,null,{"$f":"C206+1/24","v":"1999-01-09T01:30:00"},1,9,2,{"$f":"WEEKDAY(C207-1)","v":6},{"$f":"IF(G207=6,\"víkend\",IF(G207=7,\"víkend\",\"všední\"))","v":"víkend"},-4.1500000000000004,{"$f":"+IF(K207=\"\",\"\",I207)","v":""},"",0,0,0,0,0,0,0,-4.2]
[null,null,"1999-01-09T02:30:00",1,9,3,6,"víkend",-4.0999999999999996,"","",0,0,0,0,0,0,0,-4.0999999999999996]
[null,null,"1999-01-09T03:30:00",1,9,4,6,"víkend",-4.1500000000000004,"","",0,0,0,0,0,0,0,-4.0999999999999996]
[null,null,"1999-01-09T04:30:00",1,9,5,6,"víkend",-4.4000000000000004,"","",0,0,0,0,0,0,0,-4.2]
[null,null,"1999-01-09T05:30:00",1,9,6,6,"víkend",-4.7,"","",0,0,0,0,0,0,0,-4.5999999999999996]
[null,null,"1999-01-09T06:30:00",1,9,7,6,"víkend",-4.7,"","",0,0,0,0,0,0,0,-4.8]
[null,null,"1999-01-09T07:30:00",1,9,8,6,"víkend",-4.5,"","",0,0,0,0,0,0,0,-4.5999999999999996]
[null,null,"1999-01-09T08:30:00",1,9,9,6,"víkend",-4,"",{"$f":"IF(H214=\"víkend\",\"\",IF(I214>$N$1,\"\",IF(OR(F214<$E$5,F214>$E$6),\"\",$L$4)))","v":""},0,{"$f":"IF($K214=\"\",0,$K214/3600*1.2*1010*($L$1-(M$11/100*($L$1-$I214)+$I214)))","v":0},0,0,0,0,0,-4.4000000000000004]
[null,null,"1999-01-09T09:30:00",1,9,10,6,"víkend",-3.6,"","",0,0,0,0,0,0,0,-3.6]
[null,null,"1999-01-09T10:30:00",1,9,11,6,"víkend",-3.6,"","",0,0,0,0,0,0,0,-3.6]
[null,null,"1999-01-09T11:30:00",1,9,12,6,"víkend",-3.7,"","",0,0,0,0,0,0,0,-3.6]
[null,null,"1999-01-09T12:30:00",1,9,13,6,"víkend",-3.9,"","",0,0,0,0,0,0,0,-3.8]
[null,null,"1999-01-09T13:30:00",1,9,14,6,"víkend",-4,"","",0,0,0,0,0,0,0,-4]
[null,null,"1999-01-09T14:30:00",1,9,15,6,"víkend",-4.0999999999999996,"","",0,0,0,0,0,0,0,-4]
[null,null,"1999-01-09T15:30:00",1,9,16,6,"víkend",-4.5,"","",0,0,0,0,0,0,0,-4.2]
[null,null,"1999-01-09T16:30:00",1,9,17,6,"víkend",-4.9000000000000004,"","",0,0,0,0,0,0,0,-4.8]
[null,null,"1999-01-09T17:30:00",1,9,18,6,"víkend",-5.9,"","",0,0,0,0,0,0,0,-5]
[null,null,"1999-01-09T18:30:00",1,9,19,6,"víkend",-7,"","",0,{"$f":"IF($K224=\"\",0,$K224/3600*1.2*1010*($L$1-(M$11/100*($L$1-$I224)+$I224)))","v":0},0,0,0,0,0,-6.8]
[null,null,"1999-01-09T19:30:00",1,9,20,6,"víkend",-7.85,"","",0,0,0,0,0,0,0,-7.2]
[null,null,"1999-01-09T20:30:00",1,9,21,6,"víkend",-8.5500000000000007,"","",0,0,0,0,0,0,0,-8.5]
[null,null,"1999-01-09T21:30:00",1,9,22,6,"víkend",-8.9499999999999993,"","",0,0,0,0,0,0,0,-8.6]
[null,null,"1999-01-09T22:30:00",1,9,23,6,"víkend",-9.6999999999999993,"","",0,0,0,0,0,0,0,-9.3000000000000007]
[null,null,"1999-01-09T23:30:00",1,9,24,6,"víkend",-10.45,"","",0,0,0,0,0,0,0,-10.1]
[null,null,"1999-01-10T00:30:00",1,10,1,7,"víkend",-10.95,"","",0,0,0,0,0,0,0,-10.8]
[null,null,"1999-01-10T01:30:00",1,10,{"$f":"F207","v":2},7,"víkend",-11.3,"","",0,0,0,0,0,0,0,-11.1]
[null,null,"1999-01-10T02:30:00",1,10,3,7,"víkend",-11.65,"","",0,0,0,0,0,0,0,-11.5]
[null,null,"1999-01-10T03:30:00",1,10,4,7,"víkend",-11.95,"","",0,0,0,0,0,0,0,-11.8]
[null,null,"1999-01-10T04:30:00",1,10,5,7,"víkend",-12.25,"","",0,{"$f":"IF($K234=\"\",0,$K234/3600*1.2*1010*($L$1-(M$11/100*($L$1-$I234)+$I234)))","v":0},0,0,0,0,0,-12.1]
[null,null,"1999-01-10T05:30:00",1,10,6,7,"víkend",-11.9,"","",0,0,0,0,0,0,0,-12.4]
[null,null,"1999-01-10T06:30:00",1,10,7,7,"víkend",-11.45,"","",0,0,0,0,0,0,0,-11.4]
[null,null,"1999-01-10T07:30:00",1,10,8,7,"víkend",-11.3,"","",0,0,0,0,0,0,0,-11.5]
[null,null,"1999-01-10T08:30:00",1,10,9,7,"víkend",-10.25,"","",0,0,0,0,0,0,0,-11.1]
[null,null,"1999-01-10T09:30:00",1,10,10,7,"víkend",-8.4,"","",0,0,0,0,0,0,0,-9.4]
[null,null,"1999-01-10T10:30:00",1,10,11,7,"víkend",-6.95,"","",0,0,0,0,0,0,0,-7.4]
[null,null,"1999-01-10T11:30:00",1,10,12,7,"víkend",-5.7,"","",0,0,0,0,0,0,0,-6.5]
[null,null,"1999-01-10T12:30:00",1,10,13,7,"víkend",-4.5999999999999996,"","",0,0,0,0,0,0,0,-4.9000000000000004]
[null,null,"1999-01-10T13:30:00",1,10,14,7,"víkend",-4.45,"","",0,0,0,0,0,0,0,-4.3]
[null,null,"1999-01-10T14:30:00",1,10,15,7,"víkend",-4.9000000000000004,"","",0,{"$f":"IF($K244=\"\",0,$K244/3600*1.2*1010*($L$1-(M$11/100*($L$1-$I244)+$I244)))","v":0},0,0,0,0,0,-4.5999999999999996]
[null,null,"1999-01-10T15:30:00",1,10,16,7,"víkend",-5.85,"","",0,0,0,0,0,0,0,-5.2]
[null,null,"1999-01-10T16:30:00",1,10,17,7,"víkend",-6.95,"","",0,0,0,0,0,0,0,-6.5]
[null,null,"1999-01-10T17:30:00",1,10,18,7,"víkend",-7.8,"","",0,0,0,0,0,0,0,-7.4]
[null,null,"1999-01-10T18:30:00",1,10,19,7,"víkend",-7.95,"","",0,0,0,0,0,0,0,-8.1999999999999993]
[null,null,"1999-01-10T19:30:00",1,10,20,7,"víkend",-7.5,"","",0,0,0,0,0,0,0,-7.7]
[null,null,"1999-01-10T20:30:00",1,10,21,7,"víkend",-6.8,"","",0,0,0,0,0,0,0,-7.3]
[null,null,"1999-01-10T21:30:00",1,10,22,7,"víkend",-6.15,"","",0,0,0,0,0,0,0,-6.3]
[null,null,"1999-01-10T22:30:00",1,10,23,7,"víkend",-5.8,"","",0,0,0,0,0,0,0,-6]
[null,null,"1999-01-10T23:30:00",1,10,24,7,"víkend",-5.45,"","",0,0,0,0,0,0,0,-5.6]
[null,null,"1999-01-11T00:30:00",1,11,1,1,"všední",-5.0999999999999996,"","",0,{"$f":"IF($K254=\"\",0,$K254/3600*1.2*1010*($L$1-(M$11/100*($L$1-$I254)+$I254)))","v":0},0,0,0,0,0,-5.3]
[null,null,"1999-01-11T01:30:00",1,11,2,1,"všední",-4.6500000000000004,"","",0,0,0,0,0,0,0,-4.9000000000000004]
[null,null,"1999-01-11T02:30:00",1,11,3,1,"všední",-4.2,"","",0,0,0,0,0,0,0,-4.4000000000000004]
[null,null,"1999-01-11T03:30:00",1,11,4,1,"všední",-3.25,"","",0,0,0,0,0,0,0,-4]
[null,null,"1999-01-11T04:30:00",1,11,5,1,"všední",-1.1000000000000001,"","",0,0,0,0,0,0,0,-2.5]
[null,null,"1999-01-11T05:30:00",1,11,6,1,"všední",1.2,"","",0,0,0,0,0,0,0,0.3]
[null,null,"1999-01-11T06:30:00",1,11,7,1,"všední",2.2999999999999998,"","",0,0,0,0,0,0,0,2.1]
[null,null,"1999-01-11T07:30:00",1,11,8,1,"všední",2.5499999999999998,2.5499999999999998,324,2121.6059999999998,1060.8030000000001,848.64240000000007,700.12998000000016,424.32120000000003,212.16060000000002,0,2.5]
[null,null,"1999-01-11T08:30:00",1,11,9,1,"všední",2.75,2.75,324,2099.79,1049.895,839.91600000000005,692.93069999999989,419.95800000000014,209.97900000000007,0,2.6]
[null,null,"1999-01-11T09:30:00",1,11,10,1,"všední",3.15,3.15,324,2056.1579999999999,1028.079,822.46319999999992,678.53213999999969,411.23159999999996,205.61579999999978,0,2.9]
[null,null,"1999-01-11T10:30:00",1,11,11,1,"všední",3.6,3.6,324,2007.0719999999999,{"$f":"IF($K264=\"\",0,$K264/3600*1.2*1010*($L$1-(M$11/100*($L$1-$I264)+$I264)))","v":1003.5360000000001},802.82880000000011,662.3337600000001,401.41439999999994,200.70719999999997,0,3.4]
[null,null,"1999-01-11T11:30:00",1,11,12,1,"všední",4.2,4.2,324,1941.624,970.81199999999978,776.64960000000008,640.73591999999985,388.32479999999987,194.16240000000013,0,3.8]
[null,null,"1999-01-11T12:30:00",1,11,13,1,"všední",4.45,4.45,324,1914.354,957.17699999999979,765.74159999999995,631.73681999999985,382.8707999999998,191.4353999999999,0,4.5999999999999996]
[null,null,"1999-01-11T13:30:00",1,11,14,1,"všední",4.2,"","",0,0,0,0,0,0,0,4.3]
[null,null,"1999-01-11T14:30:00",1,11,15,1,"všední",4.1500000000000004,"","",0,0,0,0,0,0,0,4.0999999999999996]
[null,null,"1999-01-11T15:30:00",1,11,16,1,"všední",4.1500000000000004,"","",0,0,0,0,0,0,0,4.2]
[null,null,"1999-01-11T16:30:00",1,11,17,1,"všední",3.65,"","",{"$f":"IF($K270=\"\",0,$K270/3600*1.2*1010*($L$1-(L$11*($L$1-$I270)+$I270)))","v":0},0,0,0,0,0,0,4.0999999999999996]
[null,null,{"$f":"C270+1/24","v":"1999-01-11T17:30:00"},1,11,18,{"$f":"WEEKDAY(C271-1)","v":1},{"$f":"IF(G271=6,\"víkend\",IF(G271=7,\"víkend\",\"všední\"))","v":"všední"},3.2,{"$f":"+IF(K271=\"\",\"\",I271)","v":""},"",0,0,0,0,0,0,0,3.2]
[null,null,"1999-01-11T18:30:00",1,11,19,1,"všední",3,"","",0,0,0,0,0,0,0,3.2]
[null,null,"1999-01-11T19:30:00",1,11,20,1,"všední",2.8,"","",0,0,0,0,0,0,0,2.8]
[null,null,"1999-01-11T20:30:00",1,11,21,1,"všední",2.4,"","",0,{"$f":"IF($K274=\"\",0,$K274/3600*1.2*1010*($L$1-(M$11/100*($L$1-$I274)+$I274)))","v":0},0,0,0,0,0,2.8]
[null,null,"1999-01-11T21:30:00",1,11,22,1,"všední",1.85,"","",0,0,0,0,0,0,0,2]
[null,null,"1999-01-11T22:30:00",1,11,23,1,"všední",1.6,"","",0,0,0,0,0,0,0,1.7]
[null,null,"1999-01-11T23:30:00",1,11,24,1,"všední",1.35,"","",0,0,0,0,0,0,0,1.5]
[null,null,"1999-01-12T00:30:00",1,12,1,2,"všední",1.3,"",{"$f":"IF(H278=\"víkend\",\"\",IF(I278>$N$1,\"\",IF(OR(F278<$E$5,F278>$E$6),\"\",$L$4)))","v":""},0,0,0,0,0,0,0,1.2]
[null,null,"1999-01-12T01:30:00",1,12,2,2,"všední",1.5,"","",0,0,0,0,0,0,0,1.4]
[null,null,"1999-01-12T02:30:00",1,12,3,2,"všední",1.7,"","",0,0,0,0,0,0,0,1.6]
[null,null,"1999-01-12T03:30:00",1,12,4,2,"všední",1.8,"","",0,0,0,0,0,0,0,1.8]
[null,null,"1999-01-12T04:30:00",1,12,5,2,"všední",1.5,"","",0,0,0,0,0,0,0,1.8]
[null,null,"1999-01-12T05:30:00",1,12,6,2,"všední",1.7,"","",0,0,0,0,0,0,0,1.2]
[null,null,"1999-01-12T06:30:00",1,12,7,2,"všední",2.2000000000000002,"","",0,{"$f":"IF($K284=\"\",0,$K284/3600*1.2*1010*($L$1-(M$11/100*($L$1-$I284)+$I284)))","v":0},0,0,0,0,0,2.2000000000000002]
[null,null,"1999-01-12T07:30:00",1,12,8,2,"všední",2.2000000000000002,2.2000000000000002,324,2159.7840000000001,1079.8919999999998,863.91359999999975,712.72871999999984,431.9567999999997,215.97840000000005,0,2.2000000000000002]
[null,null,"1999-01-12T08:30:00",1,12,9,2,"všední",2.4,2.4,324,2137.9680000000003,1068.9839999999999,855.18719999999996,705.52943999999979,427.59359999999981,213.79680000000008,0,2.2000000000000002]
[null,null,"1999-01-12T09:30:00",1,12,10,2,"všední",2.7,2.7,324,2105.2440000000001,1052.6219999999998,842.09759999999983,694.73051999999996,421.04879999999991,210.52439999999996,0,2.6]
[null,null,"1999-01-12T10:30:00",1,12,11,2,"všední",2.8,2.8,324,2094.3359999999998,1047.1680000000001,837.73439999999994,691.13087999999982,418.86719999999997,209.43359999999979,0,2.8]
[null,null,"1999-01-12T11:30:00",1,12,12,2,"všední",3,3,324,2072.52,1036.26,829.00799999999992,683.93159999999989,414.50399999999968,207.25199999999984,0,2.8]
[null,null,"1999-01-12T12:30:00",1,12,13,2,"všední",3.6,3.6,324,2007.0719999999999,1003.5360000000001,802.82880000000011,662.3337600000001,401.41439999999994,200.70719999999997,0,3.2]
[null,null,"1999-01-12T13:30:00",1,12,14,2,"všední",3.3,"","",0,0,0,0,0,0,0,4]
[null,null,"1999-01-12T14:30:00",1,12,15,2,"všední",2.5,"","",0,0,0,0,0,0,0,2.6]
[null,null,"1999-01-12T15:30:00",1,12,16,2,"všední",2.15,"","",0,0,0,0,0,0,0,2.4]
[null,null,"1999-01-12T16:30:00",1,12,17,2,"všední",1.75,"","",0,{"$f":"IF($K294=\"\",0,$K294/3600*1.2*1010*($L$1-(M$11/100*($L$1-$I294)+$I294)))","v":0},0,0,0,0,0,1.9]
[null,null,"1999-01-12T17:30:00",1,12,{"$f":"F271","v":18},2,"všední",1.65,"","",0,0,0,0,0,0,0,1.6]
[null,null,"1999-01-12T18:30:00",1,12,19,2,"všední",1.75,"","",0,0,0,0,0,0,0,1.7]
[null,null,"1999-01-12T19:30:00",1,12,20,2,"všední",1.9,"","",0,0,0,0,0,0,0,1.8]
[null,null,"1999-01-12T20:30:00",1,12,21,2,"všední",2.1,"","",0,0,0,0,0,0,0,2]
[null,null,"1999-01-12T21:30:00",1,12,22,2,"všední",2.15,"","",0,0,0,0,0,0,0,2.2000000000000002]
[null,null,"1999-01-12T22:30:00",1,12,23,2,"všední",2,"","",0,0,0,0,0,0,0,2.1]
[null,null,"1999-01-12T23:30:00",1,12,24,2,"všední",1.85,"","",0,0,0,0,0,0,0,1.9]
[null,null,"1999-01-13T00:30:00",1,13,1,3,"všední",1.8,"","",0,0,0,0,0,0,0,1.8]
[null,null,"1999-01-13T01:30:00",1,13,2,3,"všední",1.85,"","",0,0,0,0,0,0,0,1.8]
[null,null,"1999-01-13T02:30:00",1,13,3,3,"všední",1.9,"","",0,{"$f":"IF($K304=\"\",0,$K304/3600*1.2*1010*($L$1-(M$11/100*($L$1-$I304)+$I304)))","v":0},0,0,0,0,0,1.9]
[null,null,"1999-01-13T03:30:00",1,13,4,3,"všední",1.85,"","",0,0,0,0,0,0,0,1.9]
[null,null,"1999-01-13T04:30:00",1,13,5,3,"všední",2,"","",0,0,0,0,0,0,0,1.8]
[null,null,"1999-01-13T05:30:00",1,13,6,3,"všední",2.25,"","",0,0,0,0,0,0,0,2.2000000000000002]
[null,null,"1999-01-13T06:30:00",1,13,7,3,"všední",2.2000000000000002,"","",0,0,0,0,0,0,0,2.2999999999999998]
[null,null,"1999-01-13T07:30:00",1,13,8,3,"všední",2.15,2.15,324,2165.2380000000003,1082.6189999999999,866.09519999999998,714.52853999999979,433.04759999999987,216.52379999999994,0,2.1]
[null,null,"1999-01-13T08:30:00",1,13,9,3,"všední",2.35,2.35,324,2143.422,1071.711,857.36880000000008,707.32926000000009,428.68439999999998,214.34219999999999,0,2.2000000000000002]
[null,null,"1999-01-13T09:30:00",1,13,10,3,"všední",2.5499999999999998,2.5499999999999998,324,2121.6059999999998,1060.8030000000001,848.64240000000007,700.12998000000016,424.32120000000003,212.16060000000002,0,2.5]
[null,null,"1999-01-13T10:30:00",1,13,11,3,"všední",2.6,2.6,324,2116.1519999999996,1058.076,846.46080000000018,698.33016000000009,423.23039999999986,211.61519999999976,0,2.6]
[null,null,"1999-01-13T11:30:00",1,13,12,3,"všední",2.5,2.5,324,2127.06,1063.53,850.82400000000007,701.92979999999989,425.41199999999986,212.70599999999993,0,2.6]
[null,null,"1999-01-13T12:30:00",1,13,13,3,"všední",2.4500000000000002,2.4500000000000002,324,2132.5140000000001,{"$f":"IF($K314=\"\",0,$K314/3600*1.2*1010*($L$1-(M$11/100*($L$1-$I314)+$I314)))","v":1066.2569999999998},853.00560000000007,703.72961999999995,426.50280000000004,213.25139999999982,0,2.4]
[null,null,"1999-01-13T13:30:00",1,13,14,3,"všední",2.4,"","",0,0,0,0,0,0,0,2.5]
[null,null,"1999-01-13T14:30:00",1,13,15,3,"všední",2.25,"","",0,0,0,0,0,0,0,2.2999999999999998]
[null,null,"1999-01-13T15:30:00",1,13,16,3,"všední",2.2000000000000002,"","",0,0,0,0,0,0,0,2.2000000000000002]
[null,null,"1999-01-13T16:30:00",1,13,17,3,"všední",2.25,"","",0,0,0,0,0,0,0,2.2000000000000002]
[null,null,"1999-01-13T17:30:00",1,13,18,3,"všední",2.5499999999999998,"","",0,0,0,0,0,0,0,2.2999999999999998]
[null,null,"1999-01-13T18:30:00",1,13,19,3,"všední",2.65,"","",0,0,0,0,0,0,0,2.8]
[null,null,"1999-01-13T19:30:00",1,13,20,3,"všední",2.75,"","",0,0,0,0,0,0,0,2.5]
[null,null,"1999-01-13T20:30:00",1,13,21,3,"všední",3.25,"","",0,0,0,0,0,0,0,3]
[null,null,"1999-01-13T21:30:00",1,13,22,3,"všední",3.65,"","",0,0,0,0,0,0,0,3.5]
[null,null,"1999-01-13T22:30:00",1,13,23,3,"všední",4,"","",0,{"$f":"IF($K324=\"\",0,$K324/3600*1.2*1010*($L$1-(M$11/100*($L$1-$I324)+$I324)))","v":0},0,0,0,0,0,3.8]
[null,null,"1999-01-13T23:30:00",1,13,24,3,"všední",4.3499999999999996,"","",0,0,0,0,0,0,0,4.2]
[null,null,"1999-01-14T00:30:00",1,14,1,4,"všední",4.7,"","",0,0,0,0,0,0,0,4.5]
[null,null,"1999-01-14T01:30:00",1,14,2,4,"všední",5.05,"","",0,0,0,0,0,0,0,4.9000000000000004]
[null,null,"1999-01-14T02:30:00",1,14,3,4,"všední",5.4,"","",0,0,0,0,0,0,0,5.2]
[null,null,"1999-01-14T03:30:00",1,14,4,4,"všední",5.65,"","",0,0,0,0,0,0,0,5.6]
[null,null,"1999-01-14T04:30:00",1,14,5,4,"všední",5.5,"","",0,0,0,0,0,0,0,5.7]
[null,null,"1999-01-14T05:30:00",1,14,6,4,"všední",5.3,"","",0,0,0,0,0,0,0,5.3]
[null,null,"1999-01-14T06:30:00",1,14,7,4,"všední",5.5,"","",0,0,0,0,0,0,0,5.3]
[null,null,"1999-01-14T07:30:00",1,14,8,4,"všední",6,6,324,1745.28,872.64,698.11200000000008,575.94240000000013,349.05599999999993,174.52800000000016,0,5.7]
[null,null,"1999-01-14T08:30:00",1,14,9,4,"všední",6.45,6.45,324,{"$f":"IF($K334=\"\",0,$K334/3600*1.2*1010*($L$1-(L$11*($L$1-$I334)+$I334)))","v":1696.194},{"$f":"IF($K334=\"\",0,$K334/3600*1.2*1010*($L$1-(M$11/100*($L$1-$I334)+$I334)))","v":848.09699999999987},678.47759999999982,559.74401999999986,339.23879999999991,169.61939999999996,0,6.3]
[null,null,{"$f":"C334+1/24","v":"1999-01-14T09:30:00"},1,14,10,{"$f":"WEEKDAY(C335-1)","v":4},{"$f":"IF(G335=6,\"víkend\",IF(G335=7,\"víkend\",\"všední\"))","v":"všední"},4.8,{"$f":"+IF(K335=\"\",\"\",I335)","v":4.8},324,1876.1759999999999,938.08800000000019,750.47040000000027,619.13807999999983,375.23520000000013,187.61759999999987,0,6.6]
[null,null,"1999-01-14T10:30:00",1,14,11,4,"všední",3.4,3.4,324,2028.8880000000001,1014.4439999999998,811.5551999999999,669.5330399999998,405.77759999999989,202.88879999999995,0,3]
[null,null,"1999-01-14T11:30:00",1,14,12,4,"všední",3.7,3.7,324,1996.164,998.08199999999988,798.46559999999999,658.73411999999973,399.2328,199.6163999999998,0,3.8]
[null,null,"1999-01-14T12:30:00",1,14,13,4,"všední",3.35,3.35,324,2034.3419999999999,1017.171,813.73680000000013,671.3328600000001,406.86840000000007,203.43419999999983,0,3.6]
[null,null,"1999-01-14T13:30:00",1,14,14,4,"všední",3.15,"","",0,0,0,0,0,0,0,3.1]
[null,null,"1999-01-14T14:30:00",1,14,15,4,"všední",3.25,"","",0,0,0,0,0,0,0,3.2]
[null,null,"1999-01-14T15:30:00",1,14,16,4,"všední",3.35,"","",0,0,0,0,0,0,0,3.3]
[null,null,"1999-01-14T16:30:00",1,14,17,4,"všední",3.3,"",{"$f":"IF(H342=\"víkend\",\"\",IF(I342>$N$1,\"\",IF(OR(F342<$E$5,F342>$E$6),\"\",$L$4)))","v":""},0,0,0,0,0,0,0,3.4]
[null,null,"1999-01-14T17:30:00",1,14,18,4,"všední",3.2,"","",0,0,0,0,0,0,0,3.2]
[null,null,"1999-01-14T18:30:00",1,14,19,4,"všední",3.2,"","",0,{"$f":"IF($K344=\"\",0,$K344/3600*1.2*1010*($L$1-(M$11/100*($L$1-$I344)+$I344)))","v":0},0,0,0,0,0,3.2]
[null,null,"1999-01-14T19:30:00",1,14,20,4,"všední",3.2,"","",0,0,0,0,0,0,0,3.2]
[null,null,"1999-01-14T20:30:00",1,14,21,4,"všední",3.1,"","",0,0,0,0,0,0,0,3.2]
[null,null,"1999-01-14T21:30:00",1,14,22,4,"všední",2.8,"","",0,0,0,0,0,0,0,3]
[null,null,"1999-01-14T22:30:00",1,14,23,4,"všední",2.4500000000000002,"","",0,0,0,0,0,0,0,2.6]
[null,null,"1999-01-14T23:30:00",1,14,24,4,"všední",2.1,"","",0,0,0,0,0,0,0,2.2999999999999998]
[null,null,"1999-01-15T00:30:00",1,15,1,5,"všední",1.75,"","",0,0,0,0,0,0,0,1.9]
[null,null,"1999-01-15T01:30:00",1,15,2,5,"všední",1.5,"","",0,0,0,0,0,0,0,1.6]
[null,null,"1999-01-15T02:30:00",1,15,3,5,"všední",1.25,"","",0,0,0,0,0,0,0,1.4]
[null,null,"1999-01-15T03:30:00",1,15,4,5,"všední",1.4,"","",0,0,0,0,0,0,0,1.1000000000000001]
[null,null,"1999-01-15T04:30:00",1,15,5,5,"všední",1.8,"","",0,{"$f":"IF($K354=\"\",0,$K354/3600*1.2*1010*($L$1-(M$11/100*($L$1-$I354)+$I354)))","v":0},0,0,0,0,0,1.7]
[null,null,"1999-01-15T05:30:00",1,15,6,5,"všední",1.95,"","",0,0,0,0,0,0,0,1.9]
[null,null,"1999-01-15T06:30:00",1,15,7,5,"všední",2.2000000000000002,"","",0,0,0,0,0,0,0,2]
[null,null,"1999-01-15T07:30:00",1,15,8,5,"všední",2.4,2.4,324,2137.9680000000003,1068.9839999999999,855.18719999999996,705.52943999999979,427.59359999999981,213.79680000000008,0,2.4]
[null,null,"1999-01-15T08:30:00",1,15,9,5,"všední",2.65,2.65,324,2110.6980000000003,1055.3489999999999,844.27919999999983,696.5303399999998,422.13959999999969,211.06979999999984,0,2.4]
[null,null,"1999-01-15T09:30:00",1,15,{"$f":"F335","v":10},5,"všední",3.2,3.2,324,2050.7040000000002,1025.3519999999999,820.28159999999991,676.73231999999962,410.14079999999979,205.07039999999989,0,2.9]
[null,null,"1999-01-15T10:30:00",1,15,11,5,"všední",3.2,3.2,324,2050.7040000000002,1025.3519999999999,820.28159999999991,676.73231999999962,410.14079999999979,205.07039999999989,0,3.5]
[null,null,"1999-01-15T11:30:00",1,15,12,5,"všední",2.85,2.85,324,2088.8819999999996,1044.441,835.55280000000016,689.33105999999998,417.7763999999998,208.8881999999999,0,2.9]
[null,null,"1999-01-15T12:30:00",1,15,13,5,"všední",2.9,2.9,324,2083.4280000000003,1041.7139999999999,833.37119999999982,687.53123999999968,416.68560000000002,208.34280000000001,0,2.8]
[null,null,"1999-01-15T13:30:00",1,15,14,5,"všední",3.05,"","",0,0,0,0,0,0,0,3]
[null,null,"1999-01-15T14:30:00",1,15,15,5,"všední",3.05,"","",0,{"$f":"IF($K364=\"\",0,$K364/3600*1.2*1010*($L$1-(M$11/100*($L$1-$I364)+$I364)))","v":0},0,0,0,0,0,3.1]
[null,null,"1999-01-15T15:30:00",1,15,16,5,"všední",2.95,"","",0,0,0,0,0,0,0,3]
[null,null,"1999-01-15T16:30:00",1,15,17,5,"všední",3,"","",0,0,0,0,0,0,0,2.9]
[null,null,"1999-01-15T17:30:00",1,15,18,5,"všední",3.15,"","",0,0,0,0,0,0,0,3.1]
[null,null,"1999-01-15T18:30:00",1,15,19,5,"všední",2.5,"","",0,0,0,0,0,0,0,3.2]
[null,null,"1999-01-15T19:30:00",1,15,20,5,"všední",1.6,"","",0,0,0,0,0,0,0,1.8]
[null,null,"1999-01-15T20:30:00",1,15,21,5,"všední",1.4,"","",0,0,0,0,0,0,0,1.4]
[null,null,"1999-01-15T21:30:00",1,15,22,5,"všední",1.2,"","",0,0,0,0,0,0,0,1.4]
[null,null,"1999-01-15T22:30:00",1,15,23,5,"všední",0.8,"","",0,0,0,0,0,0,0,1]
[null,null,"1999-01-15T23:30:00",1,15,24,5,"všední",0.4,"","",0,0,0,0,0,0,0,0.6]
[null,null,"1999-01-16T00:30:00",1,16,1,6,"víkend",0.15,"","",0,{"$f":"IF($K374=\"\",0,$K374/3600*1.2*1010*($L$1-(M$11/100*($L$1-$I374)+$I374)))","v":0},0,0,0,0,0,0.2]
[null,null,"1999-01-16T01:30:00",1,16,2,6,"víkend",0,"","",0,0,0,0,0,0,0,0.1]
[null,null,"1999-01-16T02:30:00",1,16,3,6,"víkend",-0.15,"","",0,0,0,0,0,0,0,-0.1]
[null,null,"1999-01-16T03:30:00",1,16,4,6,"víkend",-0.3,"","",0,0,0,0,0,0,0,-0.2]
[null,null,"1999-01-16T04:30:00",1,16,5,6,"víkend",-0.6,"","",0,0,0,0,0,0,0,-0.4]
[null,null,"1999-01-16T05:30:00",1,16,6,6,"víkend",-1.3,"","",0,0,0,0,0,0,0,-0.8]
[null,null,"1999-01-16T06:30:00",1,16,7,6,"víkend",-1.9,"","",0,0,0,0,0,0,0,-1.8]
[null,null,"1999-01-16T07:30:00",1,16,8,6,"víkend",-1.7,"","",0,0,0,0,0,0,0,-2]
[null,null,"1999-01-16T08:30:00",1,16,9,6,"víkend",-0.9,"","",0,0,0,0,0,0,0,-1.4]
[null,null,"1999-01-16T09:30:00",1,16,10,6,"víkend",0,"","",0,0,0,0,0,0,0,-0.4]
[null,null,"1999-01-16T10:30:00",1,16,11,6,"víkend",0.7,"","",0,{"$f":"IF($K384=\"\",0,$K384/3600*1.2*1010*($L$1-(M$11/100*($L$1-$I384)+$I384)))","v":0},0,0,0,0,0,0.4]
[null,null,"1999-01-16T11:30:00",1,16,12,6,"víkend",0.8,"","",0,0,0,0,0,0,0,1]
[null,null,"1999-01-16T12:30:00",1,16,13,6,"víkend",1.2,"","",0,0,0,0,0,0,0,0.6]
[null,null,"1999-01-16T13:30:00",1,16,14,6,"víkend",2,"","",0,0,0,0,0,0,0,1.8]
[null,null,"1999-01-16T14:30:00",1,16,15,6,"víkend",1.95,"","",0,0,0,0,0,0,0,2.2000000000000002]
[null,null,"1999-01-16T15:30:00",1,16,16,6,"víkend",1.35,"","",0,0,0,0,0,0,0,1.7]
[null,null,"1999-01-16T16:30:00",1,16,17,6,"víkend",0.9,"","",0,0,0,0,0,0,0,1]
[null,null,"1999-01-16T17:30:00",1,16,18,6,"víkend",0.5,"","",0,0,0,0,0,0,0,0.8]
[null,null,"1999-01-16T18:30:00",1,16,19,6,"víkend",-0.3,"","",0,0,0,0,0,0,0,0.2]
[null,null,"1999-01-16T19:30:00",1,16,20,6,"víkend",-1.2,"","",0,0,0,0,0,0,0,-0.8]
[null,null,"1999-01-16T20:30:00",1,16,21,6,"víkend",-1.75,"","",0,{"$f":"IF($K394=\"\",0,$K394/3600*1.2*1010*($L$1-(M$11/100*($L$1-$I394)+$I394)))","v":0},0,0,0,0,0,-1.6]
[null,null,"1999-01-16T21:30:00",1,16,22,6,"víkend",-2,"","",0,0,0,0,0,0,0,-1.9]
[null,null,"1999-01-16T22:30:00",1,16,23,6,"víkend",-2.25,"","",0,0,0,0,0,0,0,-2.1]
[null,null,"1999-01-16T23:30:00",1,16,24,6,"víkend",-2.5,"","",0,0,0,0,0,0,0,-2.4]
[null,null,"1999-01-17T00:30:00",1,17,1,7,"víkend",-2.7,"","",{"$f":"IF($K398=\"\",0,$K398/3600*1.2*1010*($L$1-(L$11*($L$1-$I398)+$I398)))","v":0},0,0,0,0,0,0,-2.6]
[null,null,{"$f":"C398+1/24","v":"1999-01-17T01:30:00"},1,17,2,{"$f":"WEEKDAY(C399-1)","v":7},{"$f":"IF(G399=6,\"víkend\",IF(G399=7,\"víkend\",\"všední\"))","v":"víkend"},-2.95,{"$f":"+IF(K399=\"\",\"\",I399)","v":""},"",0,0,0,0,0,0,0,-2.8]
[null,null,"1999-01-17T02:30:00",1,17,3,7,"víkend",-3.2,"","",0,0,0,0,0,0,0,-3.1]
[null,null,"1999-01-17T03:30:00",1,17,4,7,"víkend",-3.1,"","",0,0,0,0,0,0,0,-3.3]
[null,null,"1999-01-17T04:30:00",1,17,5,7,"víkend",-2.95,"","",0,0,0,0,0,0,0,-2.9]
[null,null,"1999-01-17T05:30:00",1,17,6,7,"víkend",-2.85,"","",0,0,0,0,0,0,0,-3]
[null,null,"1999-01-17T06:30:00",1,17,7,7,"víkend",-2.4500000000000002,"","",0,{"$f":"IF($K404=\"\",0,$K404/3600*1.2*1010*($L$1-(M$11/100*($L$1-$I404)+$I404)))","v":0},0,0,0,0,0,-2.7]
[null,null,"1999-01-17T07:30:00",1,17,8,7,"víkend",-2.2000000000000002,"","",0,0,0,0,0,0,0,-2.2000000000000002]
[null,null,"1999-01-17T08:30:00",1,17,9,7,"víkend",-1.9,"",{"$f":"IF(H406=\"víkend\",\"\",IF(I406>$N$1,\"\",IF(OR(F406<$E$5,F406>$E$6),\"\",$L$4)))","v":""},0,0,0,0,0,0,0,-2.2000000000000002]
[null,null,"1999-01-17T09:30:00",1,17,10,7,"víkend",-1.7,"","",0,0,0,0,0,0,0,-1.6]
[null,null,"1999-01-17T10:30:00",1,17,11,7,"víkend",-1.65,"","",0,0,0,0,0,0,0,-1.8]
[null,null,"1999-01-17T11:30:00",1,17,12,7,"víkend",-1.55,"","",0,0,0,0,0,0,0,-1.5]
[null,null,"1999-01-17T12:30:00",1,17,13,7,"víkend",-1.7,"","",0,0,0,0,0,0,0,-1.6]
[null,null,"1999-01-17T13:30:00",1,17,14,7,"víkend",-2.0499999999999998,"","",0,0,0,0,0,0,0,-1.8]
[null,null,"1999-01-17T14:30:00",1,17,15,7,"víkend",-2.5499999999999998,"","",0,0,0,0,0,0,0,-2.2999999999999998]
[null,null,"1999-01-17T15:30:00",1,17,16,7,"víkend",-2.8,"","",0,0,0,0,0,0,0,-2.8]
[null,null,"1999-01-17T16:30:00",1,17,17,7,"víkend",-2.85,"","",0,{"$f":"IF($K414=\"\",0,$K414/3600*1.2*1010*($L$1-(M$11/100*($L$1-$I414)+$I414)))","v":0},0,0,0,0,0,-2.8]
[null,null,"1999-01-17T17:30:00",1,17,18,7,"víkend",-3,"","",0,0,0,0,0,0,0,-2.9]
[null,null,"1999-01-17T18:30:00",1,17,19,7,"víkend",-3.25,"","",0,0,0,0,0,0,0,-3.1]
[null,null,"1999-01-17T19:30:00",1,17,20,7,"víkend",-3.45,"","",0,0,0,0,0,0,0,-3.4]
[null,null,"1999-01-17T20:30:00",1,17,21,7,"víkend",-3.45,"","",0,0,0,0,0,0,0,-3.5]
[null,null,"1999-01-17T21:30:00",1,17,22,7,"víkend",-3.85,"","",0,0,0,0,0,0,0,-3.4]
[null,null,"1999-01-17T22:30:00",1,17,23,7,"víkend",-4.75,"","",0,0,0,0,0,0,0,-4.3]
[null,null,"1999-01-17T23:30:00",1,17,24,7,"víkend",-5.65,"","",0,0,0,0,0,0,0,-5.2]
[null,null,"1999-01-18T00:30:00",1,18,1,1,"všední",-6.25,"","",0,0,0,0,0,0,0,-6.1]
[null,null,"1999-01-18T01:30:00",1,18,{"$f":"F399","v":2},1,"všední",-6.5,"","",0,0,0,0,0,0,0,-6.4]
[null,null,"1999-01-18T02:30:00",1,18,3,1,"všední",-6.75,"","",0,{"$f":"IF($K424=\"\",0,$K424/3600*1.2*1010*($L$1-(M$11/100*($L$1-$I424)+$I424)))","v":0},0,0,0,0,0,-6.6]
[null,null,"1999-01-18T03:30:00",1,18,4,1,"všední",-7.1,"","",0,0,0,0,0,0,0,-6.9]
[null,null,"1999-01-18T04:30:00",1,18,5,1,"všední",-7.15,"","",0,0,0,0,0,0,0,-7.3]
[null,null,"1999-01-18T05:30:00",1,18,6,1,"všední",-6.45,"","",0,0,0,0,0,0,0,-7]
[null,null,"1999-01-18T06:30:00",1,18,7,1,"všední",-6.25,"","",0,0,0,0,0,0,0,-5.9]
[null,null,"1999-01-18T07:30:00",1,18,8,1,"všední",-6.55,-6.55,324,3114.2339999999999,1557.1169999999997,1245.6936000000001,1027.6972199999998,622.84679999999969,311.42340000000002,0,-6.6]
[null,null,"1999-01-18T08:30:00",1,18,9,1,"všední",-5.85,-5.85,324,3037.8780000000002,1518.9389999999999,1215.1511999999998,1002.4997399999997,607.57560000000001,303.78779999999961,0,-6.5]
[null,null,"1999-01-18T09:30:00",1,18,10,1,"všední",-4.9000000000000004,-4.9000000000000004,324,2934.252,1467.1260000000002,1173.7008000000003,968.30316000000005,586.85040000000026,293.42519999999973,0,-5.2]
[null,null,"1999-01-18T10:30:00",1,18,11,1,"všední",-3.65,-3.65,324,2797.9019999999996,1398.951,1119.1608000000001,923.30765999999994,559.58039999999983,279.79019999999974,0,-4.5999999999999996]
[null,null,"1999-01-18T11:30:00",1,18,12,1,"všední",-2.5,-2.5,324,2672.46,1336.23,1068.9840000000002,881.91179999999974,534.49199999999985,267.24599999999992,0,-2.7]
[null,null,"1999-01-18T12:30:00",1,18,13,1,"všední",-2.25,-2.25,324,2645.19,{"$f":"IF($K434=\"\",0,$K434/3600*1.2*1010*($L$1-(M$11/100*($L$1-$I434)+$I434)))","v":1322.595},1058.076,872.91269999999975,529.03799999999978,264.51900000000006,0,-2.2999999999999998]
[null,null,"1999-01-18T13:30:00",1,18,14,1,"všední",-2.0499999999999998,"","",0,0,0,0,0,0,0,-2.2000000000000002]
[null,null,"1999-01-18T14:30:00",1,18,15,1,"všední",-1.65,"","",0,0,0,0,0,0,0,-1.9]
[null,null,"1999-01-18T15:30:00",1,18,16,1,"všední",-0.95,"","",0,0,0,0,0,0,0,-1.4]
[null,null,"1999-01-18T16:30:00",1,18,17,1,"všední",-0.4,"","",0,0,0,0,0,0,0,-0.5]
[null,null,"1999-01-18T17:30:00",1,18,18,1,"všední",0.1,"","",0,0,0,0,0,0,0,-0.3]
[null,null,"1999-01-18T18:30:00",1,18,19,1,"všední",0.9,"","",0,0,0,0,0,0,0,0.5]
[null,null,"1999-01-18T19:30:00",1,18,20,1,"všední",1.75,"","",0,0,0,0,0,0,0,1.3]
[null,null,"1999-01-18T20:30:00",1,18,21,1,"všední",2.4,"","",0,0,0,0,0,0,0,2.2000000000000002]
[null,null,"1999-01-18T21:30:00",1,18,22,1,"všední",2.7,"","",0,0,0,0,0,0,0,2.6]
[null,null,"1999-01-18T22:30:00",1,18,23,1,"všední",2.95,"","",0,{"$f":"IF($K444=\"\",0,$K444/3600*1.2*1010*($L$1-(M$11/100*($L$1-$I444)+$I444)))","v":0},0,0,0,0,0,2.8]
[null,null,"1999-01-18T23:30:00",1,18,24,1,"všední",3.2,"","",0,0,0,0,0,0,0,3.1]
[null,null,"1999-01-19T00:30:00",1,19,1,2,"všední",3.4,"","",0,0,0,0,0,0,0,3.3]
[null,null,"1999-01-19T01:30:00",1,19,2,2,"všední",3.55,"","",0,0,0,0,0,0,0,3.5]
[null,null,"1999-01-19T02:30:00",1,19,3,2,"všední",3.7,"","",0,0,0,0,0,0,0,3.6]
[null,null,"1999-01-19T03:30:00",1,19,4,2,"všední",3.75,"","",0,0,0,0,0,0,0,3.8]
[null,null,"1999-01-19T04:30:00",1,19,5,2,"všední",3.6,"","",0,0,0,0,0,0,0,3.7]
[null,null,"1999-01-19T05:30:00",1,19,6,2,"všední",3.55,"","",0,0,0,0,0,0,0,3.5]
[null,null,"1999-01-19T06:30:00",1,19,7,2,"všední",3.8,"","",0,0,0,0,0,0,0,3.6]
[null,null,"1999-01-19T07:30:00",1,19,8,2,"všední",3.85,3.85,324,1979.8019999999999,989.90100000000007,791.92080000000021,653.33465999999999,395.96039999999988,197.98019999999974,0,4]
[null,null,"1999-01-19T08:30:00",1,19,9,2,"všední",3.85,3.85,324,1979.8019999999999,{"$f":"IF($K454=\"\",0,$K454/3600*1.2*1010*($L$1-(M$11/100*($L$1-$I454)+$I454)))","v":989.90100000000007},791.92080000000021,653.33465999999999,395.96039999999988,197.98019999999974,0,3.7]
[null,null,"1999-01-19T09:30:00",1,19,10,2,"všední",4.3,4.3,324,1930.7159999999999,965.35800000000017,772.28640000000019,637.13628000000006,386.14319999999992,193.07159999999996,0,4]
[null,null,"1999-01-19T10:30:00",1,19,11,2,"všední",4.95,4.95,324,1859.8140000000001,929.90699999999981,743.92560000000003,613.73861999999997,371.96280000000002,185.98139999999981,0,4.5999999999999996]
[null,null,"1999-01-19T11:30:00",1,19,12,2,"všední",5.85,5.85,324,1761.6419999999998,880.82100000000014,704.65680000000009,581.34186000000034,352.32840000000004,176.16420000000022,0,5.3]
[null,null,"1999-01-19T12:30:00",1,19,13,2,"všední",6.45,6.45,324,1696.194,848.09699999999987,678.47759999999982,559.74401999999986,339.23879999999991,169.61939999999996,0,6.4]
[null,null,"1999-01-19T13:30:00",1,19,14,2,"všední",6.45,"","",0,0,0,0,0,0,0,6.5]
[null,null,"1999-01-19T14:30:00",1,19,15,2,"všední",6.55,"","",0,0,0,0,0,0,0,6.4]
[null,null,"1999-01-19T15:30:00",1,19,16,2,"všední",6.75,"","",0,0,0,0,0,0,0,6.7]
[null,null,"1999-01-19T16:30:00",1,19,17,2,"všední",6.75,"","",{"$f":"IF($K462=\"\",0,$K462/3600*1.2*1010*($L$1-(L$11*($L$1-$I462)+$I462)))","v":0},0,0,0,0,0,0,6.8]
[null,null,{"$f":"C462+1/24","v":"1999-01-19T17:30:00"},1,19,18,{"$f":"WEEKDAY(C463-1)","v":2},{"$f":"IF(G463=6,\"víkend\",IF(G463=7,\"víkend\",\"všední\"))","v":"všední"},7.55,{"$f":"+IF(K463=\"\",\"\",I463)","v":""},"",0,0,0,0,0,0,0,6.7]
[null,null,"1999-01-19T18:30:00",1,19,19,2,"všední",8.3000000000000007,"","",0,{"$f":"IF($K464=\"\",0,$K464/3600*1.2*1010*($L$1-(M$11/100*($L$1-$I464)+$I464)))","v":0},0,0,0,0,0,8.4]
[null,null,"1999-01-19T19:30:00",1,19,20,2,"všední",8.3000000000000007,"","",0,0,0,0,0,0,0,8.1999999999999993]
[null,null,"1999-01-19T20:30:00",1,19,21,2,"všední",8.65,"","",0,0,0,0,0,0,0,8.4]
[null,null,"1999-01-19T21:30:00",1,19,22,2,"všední",9.0500000000000007,"","",0,0,0,0,0,0,0,8.9]
[null,null,"1999-01-19T22:30:00",1,19,23,2,"všední",9.35,"","",0,0,0,0,0,0,0,9.1999999999999993]
[null,null,"1999-01-19T23:30:00",1,19,24,2,"všední",9.65,"","",0,0,0,0,0,0,0,9.5]
[null,null,"1999-01-20T00:30:00",1,20,1,3,"všední",9.25,"",{"$f":"IF(H470=\"víkend\",\"\",IF(I470>$N$1,\"\",IF(OR(F470<$E$5,F470>$E$6),\"\",$L$4)))","v":""},0,0,0,0,0,0,0,9.8000000000000007]
[null,null,"1999-01-20T01:30:00",1,20,2,3,"všední",8.1,"","",0,0,0,0,0,0,0,8.6999999999999993]
[null,null,"1999-01-20T02:30:00",1,20,3,3,"všední",6.95,"","",0,0,0,0,0,0,0,7.5]
[null,null,"1999-01-20T03:30:00",1,20,4,3,"všední",5.95,"","",0,0,0,0,0,0,0,6.4]
[null,null,"1999-01-20T04:30:00",1,20,5,3,"všední",5.4,"","",0,{"$f":"IF($K474=\"\",0,$K474/3600*1.2*1010*($L$1-(M$11/100*($L$1-$I474)+$I474)))","v":0},0,0,0,0,0,5.5]
[null,null,"1999-01-20T05:30:00",1,20,6,3,"všední",5.15,"","",0,0,0,0,0,0,0,5.3]
[null,null,"1999-01-20T06:30:00",1,20,7,3,"všední",4.2,"","",0,0,0,0,0,0,0,5]
[null,null,"1999-01-20T07:30:00",1,20,8,3,"všední",3.75,3.75,324,1990.71,995.35500000000002,796.28400000000011,656.93429999999989,398.14199999999983,199.07099999999991,0,3.4]
[null,null,"1999-01-20T08:30:00",1,20,9,3,"všední",4,4,324,1963.44,981.72,785.37600000000009,647.93519999999978,392.68800000000016,196.34400000000008,0,4.0999999999999996]
[null,null,"1999-01-20T09:30:00",1,20,10,3,"všední",4.3,4.3,324,1930.7159999999999,965.35800000000017,772.28640000000019,637.13628000000006,386.14319999999992,193.07159999999996,0,3.9]
[null,null,"1999-01-20T10:30:00",1,20,11,3,"všední",4.8,4.8,324,1876.1759999999999,938.08800000000019,750.47040000000027,619.13807999999983,375.23520000000013,187.61759999999987,0,4.7]
[null,null,"1999-01-20T11:30:00",1,20,12,3,"všední",5.2,5.2,324,1832.5440000000001,916.27199999999982,733.0175999999999,604.73951999999963,366.50879999999995,183.25439999999998,0,4.9000000000000004]
[null,null,"1999-01-20T12:30:00",1,20,13,3,"všední",5.5,5.5,324,1799.82,899.91,719.928,593.94060000000002,359.96399999999966,179.98199999999983,0,5.5]
[null,null,"1999-01-20T13:30:00",1,20,14,3,"všední",5.45,"","",0,0,0,0,0,0,0,5.5]
[null,null,"1999-01-20T14:30:00",1,20,15,3,"všední",4.95,"","",0,{"$f":"IF($K484=\"\",0,$K484/3600*1.2*1010*($L$1-(M$11/100*($L$1-$I484)+$I484)))","v":0},0,0,0,0,0,5.4]
[null,null,"1999-01-20T15:30:00",1,20,16,3,"všední",4.0999999999999996,"","",0,0,0,0,0,0,0,4.5]
[null,null,"1999-01-20T16:30:00",1,20,17,3,"všední",3.5,"","",0,0,0,0,0,0,0,3.7]
[null,null,"1999-01-20T17:30:00",1,20,{"$f":"F463","v":18},3,"všední",3.1,"","",0,0,0,0,0,0,0,3.3]
[null,null,"1999-01-20T18:30:00",1,20,19,3,"všední",2.75,"","",0,0,0,0,0,0,0,2.9]
[null,null,"1999-01-20T19:30:00",1,20,20,3,"všední",2.4,"","",0,0,0,0,0,0,0,2.6]
[null,null,"1999-01-20T20:30:00",1,20,21,3,"všední",2.15,"","",0,0,0,0,0,0,0,2.2000000000000002]
[null,null,"1999-01-20T21:30:00",1,20,22,3,"všední",2.2000000000000002,"","",0,0,0,0,0,0,0,2.1]
[null,null,"1999-01-20T22:30:00",1,20,23,3,"všední",2.4500000000000002,"","",0,0,0,0,0,0,0,2.2999999999999998]
[null,null,"1999-01-20T23:30:00",1,20,24,3,"všední",2.7,"","",0,0,0,0,0,0,0,2.6]
[null,null,"1999-01-21T00:30:00",1,21,1,4,"všední",2.5499999999999998,"","",0,{"$f":"IF($K494=\"\",0,$K494/3600*1.2*1010*($L$1-(M$11/100*($L$1-$I494)+$I494)))","v":0},0,0,0,0,0,2.8]
[null,null,"1999-01-21T01:30:00",1,21,2,4,"všední",2.1,"","",0,0,0,0,0,0,0,2.2999999999999998]
[null,null,"1999-01-21T02:30:00",1,21,3,4,"všední",1.65,"","",0,0,0,0,0,0,0,1.9]
[null,null,"1999-01-21T03:30:00",1,21,4,4,"všední",1.35,"","",0,0,0,0,0,0,0,1.4]
[null,null,"1999-01-21T04:30:00",1,21,5,4,"všední",1.35,"","",0,0,0,0,0,0,0,1.3]
[null,null,"1999-01-21T05:30:00",1,21,6,4,"všední",1.1000000000000001,"","",0,0,0,0,0,0,0,1.4]
[null,null,"1999-01-21T06:30:00",1,21,7,4,"všední",0.85,"","",0,0,0,0,0,0,0,0.8]
[null,null,"1999-01-21T07:30:00",1,21,8,4,"všední",1.1000000000000001,1.1000000000000001,324,2279.7719999999999,1139.8860000000002,911.90880000000016,752.32475999999997,455.95439999999996,227.97719999999998,0,0.9]
[null,null,"1999-01-21T08:30:00",1,21,9,4,"všední",2.2999999999999998,2.2999999999999998,324,2148.8759999999997,1074.4380000000001,859.55040000000031,709.12908000000016,429.77520000000015,214.88759999999988,0,1.3]
[null,null,"1999-01-21T09:30:00",1,21,10,4,"všední",4.05,4.05,324,1957.9859999999999,978.99300000000017,783.19439999999997,646.13538000000005,391.59719999999999,195.79859999999979,0,3.3]
[null,null,"1999-01-21T10:30:00",1,21,11,4,"všední",5.15,5.15,324,1837.998,{"$f":"IF($K504=\"\",0,$K504/3600*1.2*1010*($L$1-(M$11/100*($L$1-$I504)+$I504)))","v":918.99899999999991},735.19919999999979,606.5393399999997,367.59959999999973,183.79979999999986,0,4.8]
[null,null,"1999-01-21T11:30:00",1,21,12,4,"všední",6.1,6.1,324,1734.3720000000001,867.18599999999992,693.74880000000007,572.34276,346.87439999999998,173.43719999999999,0,5.5]
[null,null,"1999-01-21T12:30:00",1,21,13,4,"všední",7.15,7.15,324,1619.838,809.9190000000001,647.93519999999978,534.54654000000005,323.96759999999989,161.98379999999995,0,6.7]
[null,null,"1999-01-21T13:30:00",1,21,14,4,"všední",6.85,"","",0,0,0,0,0,0,0,7.6]
[null,null,"1999-01-21T14:30:00",1,21,15,4,"všední",5.65,"","",0,0,0,0,0,0,0,6.1]
[null,null,"1999-01-21T15:30:00",1,21,16,4,"všední",4.8,"","",0,0,0,0,0,0,0,5.2]
[null,null,"1999-01-21T16:30:00",1,21,17,4,"všední",4.25,"","",0,0,0,0,0,0,0,4.4000000000000004]
[null,null,"1999-01-21T17:30:00",1,21,18,4,"všední",3.75,"","",0,0,0,0,0,0,0,4.0999999999999996]
[null,null,"1999-01-21T18:30:00",1,21,19,4,"všední",3.25,"","",0,0,0,0,0,0,0,3.4]
[null,null,"1999-01-21T19:30:00",1,21,20,4,"všední",2.85,"","",0,0,0,0,0,0,0,3.1]
[null,null,"1999-01-21T20:30:00",1,21,21,4,"všední",2.8,"","",0,{"$f":"IF($K514=\"\",0,$K514/3600*1.2*1010*($L$1-(M$11/100*($L$1-$I514)+$I514)))","v":0},0,0,0,0,0,2.6]
[null,null,"1999-01-21T21:30:00",1,21,22,4,"všední",2.95,"","",0,0,0,0,0,0,0,3]
[null,null,"1999-01-21T22:30:00",1,21,23,4,"všední",2.9,"","",0,0,0,0,0,0,0,2.9]
[null,null,"1999-01-21T23:30:00",1,21,24,4,"všední",2.85,"","",0,0,0,0,0,0,0,2.9]
[null,null,"1999-01-22T00:30:00",1,22,1,5,"všední",2.9,"","",0,0,0,0,0,0,0,2.8]
[null,null,"1999-01-22T01:30:00",1,22,2,5,"všední",3.05,"","",0,0,0,0,0,0,0,3]
[null,null,"1999-01-22T02:30:00",1,22,3,5,"všední",3.2,"","",0,0,0,0,0,0,0,3.1]
[null,null,"1999-01-22T03:30:00",1,22,4,5,"všední",3.15,"","",0,0,0,0,0,0,0,3.3]
[null,null,"1999-01-22T04:30:00",1,22,5,5,"všední",3.05,"","",0,0,0,0,0,0,0,3]
[null,null,"1999-01-22T05:30:00",1,22,6,5,"všední",3.05,"","",0,0,0,0,0,0,0,3.1]
[null,null,"1999-01-22T06:30:00",1,22,7,5,"všední",3.2,"","",0,{"$f":"IF($K524=\"\",0,$K524/3600*1.2*1010*($L$1-(M$11/100*($L$1-$I524)+$I524)))","v":0},0,0,0,0,0,3]
[null,null,"1999-01-22T07:30:00",1,22,8,5,"všední",3.5,3.5,324,2017.98,1008.99,807.19200000000001,665.93339999999989,403.59599999999989,201.79799999999977,0,3.4]
[null,null,"1999-01-22T08:30:00",1,22,9,5,"všední",3.9,3.9,324,{"$f":"IF($K526=\"\",0,$K526/3600*1.2*1010*($L$1-(L$11*($L$1-$I526)+$I526)))","v":1974.3480000000002},987.17399999999986,789.73919999999987,651.53483999999992,394.86959999999971,197.43479999999985,0,3.6]
[null,null,{"$f":"C526+1/24","v":"1999-01-22T09:30:00"},1,22,10,{"$f":"WEEKDAY(C527-1)","v":5},{"$f":"IF(G527=6,\"víkend\",IF(G527=7,\"víkend\",\"všední\"))","v":"všední"},4.45,{"$f":"+IF(K527=\"\",\"\",I527)","v":4.45},324,1914.354,957.17699999999979,765.74159999999995,631.73681999999985,382.8707999999998,191.4353999999999,0,4.2]
[null,null,"1999-01-22T10:30:00",1,22,11,5,"všední",4.8499999999999996,4.8499999999999996,324,1870.7219999999998,935.3610000000001,748.28880000000015,617.3382600000001,374.14439999999996,187.07220000000038,0,4.7]
[null,null,"1999-01-22T11:30:00",1,22,12,5,"všední",5.05,5.05,324,1848.9059999999999,924.45300000000009,739.56240000000014,610.13897999999983,369.78120000000007,184.89060000000003,0,5]
[null,null,"1999-01-22T12:30:00",1,22,13,5,"všední",5.15,5.15,324,1837.998,918.99899999999991,735.19919999999979,606.5393399999997,367.59959999999973,183.79979999999986,0,5.0999999999999996]
[null,null,"1999-01-22T13:30:00",1,22,14,5,"všední",5.65,"","",0,0,0,0,0,0,0,5.2]
[null,null,"1999-01-22T14:30:00",1,22,15,5,"všední",5.7,"","",0,0,0,0,0,0,0,6.1]
[null,null,"1999-01-22T15:30:00",1,22,16,5,"všední",4.8499999999999996,"","",0,0,0,0,0,0,0,5.3]
[null,null,"1999-01-22T16:30:00",1,22,17,5,"všední",4.05,"",{"$f":"IF(H534=\"víkend\",\"\",IF(I534>$N$1,\"\",IF(OR(F534<$E$5,F534>$E$6),\"\",$L$4)))","v":""},0,{"$f":"IF($K534=\"\",0,$K534/3600*1.2*1010*($L$1-(M$11/100*($L$1-$I534)+$I534)))","v":0},0,0,0,0,0,4.4000000000000004]
[null,null,"1999-01-22T17:30:00",1,22,18,5,"všední",3.7,"","",0,0,0,0,0,0,0,3.7]
[null,null,"1999-01-22T18:30:00",1,22,19,5,"všední",3.6,"","",0,0,0,0,0,0,0,3.7]
[null,null,"1999-01-22T19:30:00",1,22,20,5,"všední",3.15,"","",0,0,0,0,0,0,0,3.5]
[null,null,"1999-01-22T20:30:00",1,22,21,5,"všední",2.65,"","",0,0,0,0,0,0,0,2.8]
[null,null,"1999-01-22T21:30:00",1,22,22,5,"všední",2.4,"","",0,0,0,0,0,0,0,2.5]
[null,null,"1999-01-22T22:30:00",1,22,23,5,"všední",2.15,"","",0,0,0,0,0,0,0,2.2999999999999998]
[null,null,"1999-01-22T23:30:00",1,22,24,5,"všední",1.9,"","",0,0,0,0,0,0,0,2]
[null,null,"1999-01-23T00:30:00",1,23,1,6,"víkend",2.0499999999999998,"","",0,0,0,0,0,0,0,1.8]
[null,null,"1999-01-23T01:30:00",1,23,2,6,"víkend",2.5499999999999998,"","",0,0,0,0,0,0,0,2.2999999999999998]
[null,null,"1999-01-23T02:30:00",1,23,3,6,"víkend",3.05,"","",0,{"$f":"IF($K544=\"\",0,$K544/3600*1.2*1010*($L$1-(M$11/100*($L$1-$I544)+$I544)))","v":0},0,0,0,0,0,2.8]
[null,null,"1999-01-23T03:30:00",1,23,4,6,"víkend",3.4,"","",0,0,0,0,0,0,0,3.3]
[null,null,"1999-01-23T04:30:00",1,23,5,6,"víkend",3.6,"","",0,0,0,0,0,0,0,3.5]
[null,null,"1999-01-23T05:30:00",1,23,6,6,"víkend",3.9,"","",0,0,0,0,0,0,0,3.7]
[null,null,"1999-01-23T06:30:00",1,23,7,6,"víkend",4.0999999999999996,"","",0,0,0,0,0,0,0,4.0999999999999996]
[null,null,"1999-01-23T07:30:00",1,23,8,6,"víkend",4.05,"","",0,0,0,0,0,0,0,4.0999999999999996]
[null,null,"1999-01-23T08:30:00",1,23,9,6,"víkend",4.3,"","",0,0,0,0,0,0,0,4]
[null,null,"1999-01-23T09:30:00",1,23,{"$f":"F527","v":10},6,"víkend",4.75,"","",0,0,0,0,0,0,0,4.5999999999999996]
[null,null,"1999-01-23T10:30:00",1,23,11,6,"víkend",5.05,"","",0,0,0,0,0,0,0,4.9000000000000004]
[null,null,"1999-01-23T11:30:00",1,23,12,6,"víkend",5.65,"","",0,0,0,0,0,0,0,5.2]
[null,null,"1999-01-23T12:30:00",1,23,13,6,"víkend",6.05,"","",0,{"$f":"IF($K554=\"\",0,$K554/3600*1.2*1010*($L$1-(M$11/100*($L$1-$I554)+$I554)))","v":0},0,0,0,0,0,6.1]
[null,null,"1999-01-23T13:30:00",1,23,14,6,"víkend",5.9,"","",0,0,0,0,0,0,0,6]
[null,null,"1999-01-23T14:30:00",1,23,15,6,"víkend",5.75,"","",0,0,0,0,0,0,0,5.8]
[null,null,"1999-01-23T15:30:00",1,23,16,6,"víkend",5.75,"","",0,0,0,0,0,0,0,5.7]
[null,null,"1999-01-23T16:30:00",1,23,17,6,"víkend",5.75,"","",0,0,0,0,0,0,0,5.8]
[null,null,"1999-01-23T17:30:00",1,23,18,6,"víkend",5.7,"","",0,0,0,0,0,0,0,5.7]
[null,null,"1999-01-23T18:30:00",1,23,19,6,"víkend",5.75,"","",0,0,0,0,0,0,0,5.7]
[null,null,"1999-01-23T19:30:00",1,23,20,6,"víkend",5.85,"","",0,0,0,0,0,0,0,5.8]
[null,null,"1999-01-23T20:30:00",1,23,21,6,"víkend",6,"","",0,0,0,0,0,0,0,5.9]
[null,null,"1999-01-23T21:30:00",1,23,22,6,"víkend",6.15,"","",0,0,0,0,0,0,0,6.1]
[null,null,"1999-01-23T22:30:00",1,23,23,6,"víkend",6.25,"","",0,{"$f":"IF($K564=\"\",0,$K564/3600*1.2*1010*($L$1-(M$11/100*($L$1-$I564)+$I564)))","v":0},0,0,0,0,0,6.2]
[null,null,"1999-01-23T23:30:00",1,23,24,6,"víkend",6.35,"","",0,0,0,0,0,0,0,6.3]
[null,null,"1999-01-24T00:30:00",1,24,1,7,"víkend",6.25,"","",0,0,0,0,0,0,0,6.4]
[null,null,"1999-01-24T01:30:00",1,24,2,7,"víkend",6,"","",0,0,0,0,0,0,0,6.1]
[null,null,"1999-01-24T02:30:00",1,24,3,7,"víkend",5.75,"","",0,0,0,0,0,0,0,5.9]
[null,null,"1999-01-24T03:30:00",1,24,4,7,"víkend",5.2,"","",0,0,0,0,0,0,0,5.6]
[null,null,"1999-01-24T04:30:00",1,24,5,7,"víkend",4.55,"","",0,0,0,0,0,0,0,4.8]
[null,null,"1999-01-24T05:30:00",1,24,6,7,"víkend",4.25,"","",0,0,0,0,0,0,0,4.3]
[null,null,"1999-01-24T06:30:00",1,24,7,7,"víkend",3.9,"","",0,0,0,0,0,0,0,4.2]
[null,null,"1999-01-24T07:30:00",1,24,8,7,"víkend",3,"","",0,0,0,0,0,0,0,3.6]
[null,null,"1999-01-24T08:30:00",1,24,9,7,"víkend",2.2000000000000002,"","",0,{"$f":"IF($K574=\"\",0,$K574/3600*1.2*1010*($L$1-(M$11/100*($L$1-$I574)+$I574)))","v":0},0,0,0,0,0,2.4]
[null,null,"1999-01-24T09:30:00",1,24,10,7,"víkend",2,"","",0,0,0,0,0,0,0,2]
[null,null,"1999-01-24T10:30:00",1,24,11,7,"víkend",2.1,"","",0,0,0,0,0,0,0,2]
[null,null,"1999-01-24T11:30:00",1,24,12,7,"víkend",2.6,"","",0,0,0,0,0,0,0,2.2000000000000002]
[null,null,"1999-01-24T12:30:00",1,24,13,7,"víkend",3.3,"","",0,0,0,0,0,0,0,3]
[null,null,"1999-01-24T13:30:00",1,24,14,7,"víkend",3.6,"","",0,0,0,0,0,0,0,3.6]
[null,null,"1999-01-24T14:30:00",1,24,15,7,"víkend",3.25,"","",0,0,0,0,0,0,0,3.6]
[null,null,"1999-01-24T15:30:00",1,24,16,7,"víkend",2.75,"","",0,0,0,0,0,0,0,2.9]
[null,null,"1999-01-24T16:30:00",1,24,17,7,"víkend",2.4,"","",0,0,0,0,0,0,0,2.6]
[null,null,"1999-01-24T17:30:00",1,24,18,7,"víkend",2.1,"","",0,0,0,0,0,0,0,2.2000000000000002]
[null,null,"1999-01-24T18:30:00",1,24,19,7,"víkend",1.65,"","",0,{"$f":"IF($K584=\"\",0,$K584/3600*1.2*1010*($L$1-(M$11/100*($L$1-$I584)+$I584)))","v":0},0,0,0,0,0,2]
[null,null,"1999-01-24T19:30:00",1,24,20,7,"víkend",1,"","",0,0,0,0,0,0,0,1.3]
[null,null,"1999-01-24T20:30:00",1,24,21,7,"víkend",0.55000000000000004,"","",0,0,0,0,0,0,0,0.7]
[null,null,"1999-01-24T21:30:00",1,24,22,7,"víkend",0.55000000000000004,"","",0,0,0,0,0,0,0,0.4]
[null,null,"1999-01-24T22:30:00",1,24,23,7,"víkend",0.8,"","",0,0,0,0,0,0,0,0.7]
[null,null,"1999-01-24T23:30:00",1,24,24,7,"víkend",1.05,"","",0,0,0,0,0,0,0,0.9]
[null,null,"1999-01-25T00:30:00",1,25,1,1,"všední",1.05,"","",{"$f":"IF($K590=\"\",0,$K590/3600*1.2*1010*($L$1-(L$11*($L$1-$I590)+$I590)))","v":0},0,0,0,0,0,0,1.2]
[null,null,{"$f":"C590+1/24","v":"1999-01-25T01:30:00"},1,25,2,{"$f":"WEEKDAY(C591-1)","v":1},{"$f":"IF(G591=6,\"víkend\",IF(G591=7,\"víkend\",\"všední\"))","v":"všední"},0.8,{"$f":"+IF(K591=\"\",\"\",I591)","v":""},"",0,0,0,0,0,0,0,0.9]
[null,null,"1999-01-25T02:30:00",1,25,3,1,"všední",0.55000000000000004,"","",0,0,0,0,0,0,0,0.7]
[null,null,"1999-01-25T03:30:00",1,25,4,1,"všední",0.2,"","",0,0,0,0,0,0,0,0.4]
[null,null,"1999-01-25T04:30:00",1,25,5,1,"všední",-0.05,"","",0,{"$f":"IF($K594=\"\",0,$K594/3600*1.2*1010*($L$1-(M$11/100*($L$1-$I594)+$I594)))","v":0},0,0,0,0,0,0]
[null,null,"1999-01-25T05:30:00",1,25,6,1,"všední",-0.25,"","",0,0,0,0,0,0,0,-0.1]
[null,null,"1999-01-25T06:30:00",1,25,7,1,"všední",-0.25,"","",0,0,0,0,0,0,0,-0.4]
[null,null,"1999-01-25T07:30:00",1,25,8,1,"všední",0.25,0.25,324,2372.4899999999998,1186.2449999999999,948.99600000000009,782.92169999999987,474.49799999999976,237.24900000000008,0,-0.1]
[null,null,"1999-01-25T08:30:00",1,25,9,1,"všední",0.7,0.7,{"$f":"IF(H598=\"víkend\",\"\",IF(I598>$N$1,\"\",IF(OR(F598<$E$5,F598>$E$6),\"\",$L$4)))","v":324},2323.404,1161.702,929.36160000000018,766.72331999999994,464.68079999999975,232.34039999999987,0,0.6]
[null,null,"1999-01-25T09:30:00",1,25,10,1,"všední",0.8,0.8,324,2312.4960000000001,1156.248,924.99840000000006,763.12367999999981,462.4991999999998,231.2496000000001,0,0.8]
[null,null,"1999-01-25T10:30:00",1,25,11,1,"všední",0.9,0.9,324,2301.5880000000002,1150.7939999999999,920.63519999999994,759.52403999999967,460.31759999999986,230.15879999999993,0,0.8]
[null,null,"1999-01-25T11:30:00",1,25,12,1,"všední",0.5,0.5,324,2345.2199999999998,1172.6099999999999,938.08799999999997,773.92259999999987,469.0440000000001,234.52199999999985,0,1]
[null,null,"1999-01-25T12:30:00",1,25,13,1,"všední",0.7,0.7,324,2323.404,1161.702,929.36160000000018,766.72331999999994,464.68079999999975,232.34039999999987,0,0]
[null,null,"1999-01-25T13:30:00",1,25,14,1,"všední",1.85,"","",0,0,0,0,0,0,0,1.4]
[null,null,"1999-01-25T14:30:00",1,25,15,1,"všední",1.9,"","",0,{"$f":"IF($K604=\"\",0,$K604/3600*1.2*1010*($L$1-(M$11/100*($L$1-$I604)+$I604)))","v":0},0,0,0,0,0,2.2999999999999998]
[null,null,"1999-01-25T15:30:00",1,25,16,1,"všední",1.4,"","",0,0,0,0,0,0,0,1.5]
[null,null,"1999-01-25T16:30:00",1,25,17,1,"všední",0.8,"","",0,0,0,0,0,0,0,1.3]
[null,null,"1999-01-25T17:30:00",1,25,18,1,"všední",0.2,"","",0,0,0,0,0,0,0,0.3]
[null,null,"1999-01-25T18:30:00",1,25,19,1,"všední",0.1,"","",0,0,0,0,0,0,0,0.1]
[null,null,"1999-01-25T19:30:00",1,25,20,1,"všední",-0.7,"","",0,0,0,0,0,0,0,0.1]
[null,null,"1999-01-25T20:30:00",1,25,21,1,"všední",-1.2,"","",0,0,0,0,0,0,0,-1.5]
[null,null,"1999-01-25T21:30:00",1,25,22,1,"všední",-0.9,"","",0,0,0,0,0,0,0,-0.9]
[null,null,"1999-01-25T22:30:00",1,25,23,1,"všední",-0.9,"","",0,0,0,0,0,0,0,-0.9]
[null,null,"1999-01-25T23:30:00",1,25,24,1,"všední",-0.9,"","",0,0,0,0,0,0,0,-0.9]
[null,null,"1999-01-26T00:30:00",1,26,1,2,"všední",-1.05,"","",0,{"$f":"IF($K614=\"\",0,$K614/3600*1.2*1010*($L$1-(M$11/100*($L$1-$I614)+$I614)))","v":0},0,0,0,0,0,-0.9]
[null,null,"1999-01-26T01:30:00",1,26,{"$f":"F591","v":2},2,"všední",-1.3,"","",0,0,0,0,0,0,0,-1.2]
[null,null,"1999-01-26T02:30:00",1,26,3,2,"všední",-1.55,"","",0,0,0,0,0,0,0,-1.4]
[null,null,"1999-01-26T03:30:00",1,26,4,2,"všední",-1.7,"","",0,0,0,0,0,0,0,-1.7]
[null,null,"1999-01-26T04:30:00",1,26,5,2,"všední",-1.7,"","",0,0,0,0,0,0,0,-1.7]
[null,null,"1999-01-26T05:30:00",1,26,6,2,"všední",-1.8,"","",0,0,0,0,0,0,0,-1.7]
[null,null,"1999-01-26T06:30:00",1,26,7,2,"všední",-1.9,"","",0,0,0,0,0,0,0,-1.9]
[null,null,"1999-01-26T07:30:00",1,26,8,2,"všední",-1.8,-1.8,324,2596.1039999999998,1298.0519999999999,1038.4416000000001,856.71431999999993,519.22079999999983,259.61039999999991,0,-1.9]
[null,null,"1999-01-26T08:30:00",1,26,9,2,"všední",-1.5,-1.5,324,2563.38,1281.69,1025.3520000000001,845.91539999999986,512.67599999999993,256.33799999999974,0,-1.7]
[null,null,"1999-01-26T09:30:00",1,26,10,2,"všední",-1.25,-1.25,324,2536.11,1268.0550000000001,1014.4440000000001,836.91629999999998,507.22199999999981,253.6109999999999,0,-1.3]
[null,null,"1999-01-26T10:30:00",1,26,11,2,"všední",-1.1000000000000001,-1.1000000000000001,324,2519.748,{"$f":"IF($K624=\"\",0,$K624/3600*1.2*1010*($L$1-(M$11/100*($L$1-$I624)+$I624)))","v":1259.8739999999998},1007.8991999999998,831.51683999999977,503.94960000000009,251.97479999999985,0,-1.2]
[null,null,"1999-01-26T11:30:00",1,26,12,2,"všední",-0.55000000000000004,-0.55000000000000004,324,2459.7539999999999,1229.877,983.90160000000014,811.71881999999994,491.95079999999979,245.97539999999989,0,-1]
[null,null,"1999-01-26T12:30:00",1,26,13,2,"všední",-0.2,-0.2,324,2421.576,1210.788,968.63040000000012,799.1200799999998,484.31519999999972,242.15759999999986,0,-0.1]
[null,null,"1999-01-26T13:30:00",1,26,14,2,"všední",-0.25,"","",0,0,0,0,0,0,0,-0.3]
[null,null,"1999-01-26T14:30:00",1,26,15,2,"všední",-0.65,"","",0,0,0,0,0,0,0,-0.2]
[null,null,"1999-01-26T15:30:00",1,26,16,2,"všední",-1.55,"","",0,0,0,0,0,0,0,-1.1000000000000001]
[null,null,"1999-01-26T16:30:00",1,26,17,2,"všední",-2.0499999999999998,"","",0,0,0,0,0,0,0,-2]
[null,null,"1999-01-26T17:30:00",1,26,18,2,"všední",-2.2000000000000002,"","",0,0,0,0,0,0,0,-2.1]
[null,null,"1999-01-26T18:30:00",1,26,19,2,"všední",-2.4,"","",0,0,0,0,0,0,0,-2.2999999999999998]
[null,null,"1999-01-26T19:30:00",1,26,20,2,"všední",-2.5499999999999998,"","",0,0,0,0,0,0,0,-2.5]
[null,null,"1999-01-26T20:30:00",1,26,21,2,"všední",-2.65,"","",0,{"$f":"IF($K634=\"\",0,$K634/3600*1.2*1010*($L$1-(M$11/100*($L$1-$I634)+$I634)))","v":0},0,0,0,0,0,-2.6]
[null,null,"1999-01-26T21:30:00",1,26,22,2,"všední",-2.7,"","",0,0,0,0,0,0,0,-2.7]
[null,null,"1999-01-26T22:30:00",1,26,23,2,"všední",-2.75,"","",0,0,0,0,0,0,0,-2.7]
[null,null,"1999-01-26T23:30:00",1,26,24,2,"všední",-2.8,"","",0,0,0,0,0,0,0,-2.8]
[null,null,"1999-01-27T00:30:00",1,27,1,3,"všední",-2.8,"","",0,0,0,0,0,0,0,-2.8]
[null,null,"1999-01-27T01:30:00",1,27,2,3,"všední",-2.8,"","",0,0,0,0,0,0,0,-2.8]
[null,null,"1999-01-27T02:30:00",1,27,3,3,"všední",-2.8,"","",0,0,0,0,0,0,0,-2.8]
[null,null,"1999-01-27T03:30:00",1,27,4,3,"všední",-2.85,"","",0,0,0,0,0,0,0,-2.8]
[null,null,"1999-01-27T04:30:00",1,27,5,3,"všední",-2.85,"","",0,0,0,0,0,0,0,-2.9]
[null,null,"1999-01-27T05:30:00",1,27,6,3,"všední",-2.8,"","",0,0,0,0,0,0,0,-2.8]
[null,null,"1999-01-27T06:30:00",1,27,7,3,"všední",-2.85,"","",0,{"$f":"IF($K644=\"\",0,$K644/3600*1.2*1010*($L$1-(M$11/100*($L$1-$I644)+$I644)))","v":0},0,0,0,0,0,-2.8]
[null,null,"1999-01-27T07:30:00",1,27,8,3,"všední",-2.95,-2.95,324,2721.5459999999998,1360.7730000000001,1088.6184000000001,898.1101799999999,544.30919999999981,272.15460000000013,0,-2.9]
[null,null,"1999-01-27T08:30:00",1,27,9,3,"všední",-2.75,-2.75,324,2699.73,1349.865,1079.8920000000001,890.91090000000008,539.94599999999991,269.97299999999979,0,-3]
[null,null,"1999-01-27T09:30:00",1,27,10,3,"všední",-2.35,-2.35,324,2656.098,1328.0489999999998,1062.4392,876.51233999999965,531.21959999999967,265.60979999999984,0,-2.5]
[null,null,"1999-01-27T10:30:00",1,27,11,3,"všední",-1.65,-1.65,324,2579.7419999999997,1289.8710000000001,1031.8968,851.31486000000007,515.94839999999999,257.97419999999983,0,-2.2000000000000002]
[null,null,"1999-01-27T11:30:00",1,27,12,3,"všední",-1.1000000000000001,-1.1000000000000001,324,2519.748,1259.8739999999998,1007.8991999999998,831.51683999999977,503.94960000000009,251.97479999999985,0,-1.1000000000000001]
[null,null,"1999-01-27T12:30:00",1,27,13,3,"všední",-1.1499999999999999,-1.1499999999999999,324,2525.2019999999998,1262.6010000000001,1010.0808000000002,833.31665999999996,505.04039999999986,252.52019999999976,0,-1.1000000000000001]
[null,null,"1999-01-27T13:30:00",1,27,14,3,"všední",-1.5,"","",0,0,0,0,0,0,0,-1.2]
[null,null,"1999-01-27T14:30:00",1,27,15,3,"všední",-1.8,"","",0,0,0,0,0,0,0,-1.8]
[null,null,"1999-01-27T15:30:00",1,27,16,3,"všední",-2.15,"","",0,0,0,0,0,0,0,-1.8]
[null,null,"1999-01-27T16:30:00",1,27,17,3,"všední",-2.8,"","",{"$f":"IF($K654=\"\",0,$K654/3600*1.2*1010*($L$1-(L$11*($L$1-$I654)+$I654)))","v":0},{"$f":"IF($K654=\"\",0,$K654/3600*1.2*1010*($L$1-(M$11/100*($L$1-$I654)+$I654)))","v":0},0,0,0,0,0,-2.5]
[null,null,{"$f":"C654+1/24","v":"1999-01-27T17:30:00"},1,27,18,{"$f":"WEEKDAY(C655-1)","v":3},{"$f":"IF(G655=6,\"víkend\",IF(G655=7,\"víkend\",\"všední\"))","v":"všední"},-3.15,{"$f":"+IF(K655=\"\",\"\",I655)","v":""},"",0,0,0,0,0,0,0,-3.1]
[null,null,"1999-01-27T18:30:00",1,27,19,3,"všední",-3.55,"","",0,0,0,0,0,0,0,-3.2]
[null,null,"1999-01-27T19:30:00",1,27,20,3,"všední",-4.05,"","",0,0,0,0,0,0,0,-3.9]
[null,null,"1999-01-27T20:30:00",1,27,21,3,"všední",-4.8,"","",0,0,0,0,0,0,0,-4.2]
[null,null,"1999-01-27T21:30:00",1,27,22,3,"všední",-5.5,"","",0,0,0,0,0,0,0,-5.4]
[null,null,"1999-01-27T22:30:00",1,27,23,3,"všední",-5.7,"","",0,0,0,0,0,0,0,-5.6]
[null,null,"1999-01-27T23:30:00",1,27,24,3,"všední",-5.9,"","",0,0,0,0,0,0,0,-5.8]
[null,null,"1999-01-28T00:30:00",1,28,1,4,"všední",-6.25,"",{"$f":"IF(H662=\"víkend\",\"\",IF(I662>$N$1,\"\",IF(OR(F662<$E$5,F662>$E$6),\"\",$L$4)))","v":""},0,0,0,0,0,0,0,-6]
[null,null,"1999-01-28T01:30:00",1,28,2,4,"všední",-6.75,"","",0,0,0,0,0,0,0,-6.5]
[null,null,"1999-01-28T02:30:00",1,28,3,4,"všední",-7.25,"","",0,{"$f":"IF($K664=\"\",0,$K664/3600*1.2*1010*($L$1-(M$11/100*($L$1-$I664)+$I664)))","v":0},0,0,0,0,0,-7]
[null,null,"1999-01-28T03:30:00",1,28,4,4,"všední",-7.55,"","",0,0,0,0,0,0,0,-7.5]
[null,null,"1999-01-28T04:30:00",1,28,5,4,"všední",-7.95,"","",0,0,0,0,0,0,0,-7.6]
[null,null,"1999-01-28T05:30:00",1,28,6,4,"všední",-8.3000000000000007,"","",0,0,0,0,0,0,0,-8.3000000000000007]
[null,null,"1999-01-28T06:30:00",1,28,7,4,"všední",-8.35,"","",0,0,0,0,0,0,0,-8.3000000000000007]
[null,null,"1999-01-28T07:30:00",1,28,8,4,"všední",-7.5,-7.5,324,3217.86,1608.93,1287.144,1061.8937999999998,643.57199999999989,321.78599999999994,0,-8.4]
[null,null,"1999-01-28T08:30:00",1,28,9,4,"všední",-5.8,-5.8,324,3032.424,1516.2119999999998,1212.9696000000001,1000.6999199999999,606.48479999999984,303.24240000000015,0,-6.6]
[null,null,"1999-01-28T09:30:00",1,28,10,4,"všední",-4.3,-4.3,324,2868.8040000000001,1434.4019999999998,1147.5216,946.7053199999998,573.76079999999979,286.8803999999999,0,-5]
[null,null,"1999-01-28T10:30:00",1,28,11,4,"všední",-2.8,-2.8,324,2705.1840000000002,1352.5919999999999,1082.0736000000002,892.7107199999997,541.03679999999974,270.51840000000004,0,-3.6]
[null,null,"1999-01-28T11:30:00",1,28,12,4,"všední",-1.55,-1.55,324,2568.8339999999998,1284.4169999999999,1027.5336,847.71521999999993,513.7668000000001,256.88340000000005,0,-2]
[null,null,"1999-01-28T12:30:00",1,28,13,4,"všední",-0.9,-0.9,324,2497.9319999999998,{"$f":"IF($K674=\"\",0,$K674/3600*1.2*1010*($L$1-(M$11/100*($L$1-$I674)+$I674)))","v":1248.9660000000001},999.17280000000017,824.31756000000007,499.5863999999998,249.7931999999999,0,-1.1000000000000001]
[null,null,"1999-01-28T13:30:00",1,28,14,4,"všední",-0.55000000000000004,"","",0,0,0,0,0,0,0,-0.7]
[null,null,"1999-01-28T14:30:00",1,28,15,4,"všední",-0.3,"","",0,0,0,0,0,0,0,-0.4]
[null,null,"1999-01-28T15:30:00",1,28,16,4,"všední",-0.35,"","",0,0,0,0,0,0,0,-0.2]
[null,null,"1999-01-28T16:30:00",1,28,17,4,"všední",-0.75,"","",0,0,0,0,0,0,0,-0.5]
[null,null,"1999-01-28T17:30:00",1,28,{"$f":"F655","v":18},4,"všední",-1.1499999999999999,"","",0,0,0,0,0,0,0,-1]
[null,null,"1999-01-28T18:30:00",1,28,19,4,"všední",-1.75,"","",0,0,0,0,0,0,0,-1.3]
[null,null,"1999-01-28T19:30:00",1,28,20,4,"všední",-3,"","",0,0,0,0,0,0,0,-2.2000000000000002]
[null,null,"1999-01-28T20:30:00",1,28,21,4,"všední",-3.85,"","",0,0,0,0,0,0,0,-3.8]
[null,null,"1999-01-28T21:30:00",1,28,22,4,"všední",-3.9,"","",0,0,0,0,0,0,0,-3.9]
[null,null,"1999-01-28T22:30:00",1,28,23,4,"všední",-3.95,"","",0,{"$f":"IF($K684=\"\",0,$K684/3600*1.2*1010*($L$1-(M$11/100*($L$1-$I684)+$I684)))","v":0},0,0,0,0,0,-3.9]
[null,null,"1999-01-28T23:30:00",1,28,24,4,"všední",-4,"","",0,0,0,0,0,0,0,-4]
[null,null,"1999-01-29T00:30:00",1,29,1,5,"všední",-4.05,"","",0,0,0,0,0,0,0,-4]
[null,null,"1999-01-29T01:30:00",1,29,2,5,"všední",-4.2,"","",0,0,0,0,0,0,0,-4.0999999999999996]
[null,null,"1999-01-29T02:30:00",1,29,3,5,"všední",-4.3499999999999996,"","",0,0,0,0,0,0,0,-4.3]
[null,null,"1999-01-29T03:30:00",1,29,4,5,"všední",-4.4000000000000004,"","",0,0,0,0,0,0,0,-4.4000000000000004]
[null,null,"1999-01-29T04:30:00",1,29,5,5,"všední",-4.4000000000000004,"","",0,0,0,0,0,0,0,-4.4000000000000004]
[null,null,"1999-01-29T05:30:00",1,29,6,5,"všední",-4.5999999999999996,"","",0,0,0,0,0,0,0,-4.4000000000000004]
[null,null,"1999-01-29T06:30:00",1,29,7,5,"všední",-4.3,"","",0,0,0,0,0,0,0,-4.8]
[null,null,"1999-01-29T07:30:00",1,29,8,5,"všední",-3.65,-3.65,324,2797.9019999999996,1398.951,1119.1608000000001,923.30765999999994,559.58039999999983,279.79019999999974,0,-3.8]
[null,null,"1999-01-29T08:30:00",1,29,9,5,"všední",-2.95,-2.95,324,2721.5459999999998,{"$f":"IF($K694=\"\",0,$K694/3600*1.2*1010*($L$1-(M$11/100*($L$1-$I694)+$I694)))","v":1360.7730000000001},1088.6184000000001,898.1101799999999,544.30919999999981,272.15460000000013,0,-3.5]
[null,null,"1999-01-29T09:30:00",1,29,10,5,"všední",-1.9,-1.9,324,2607.0119999999997,1303.5060000000001,1042.8048000000003,860.31395999999984,521.40239999999972,260.70120000000009,0,-2.4]
[null,null,"1999-01-29T10:30:00",1,29,11,5,"všední",-0.65,-0.65,324,2470.6619999999998,1235.3310000000001,988.26480000000026,815.31846000000007,494.13239999999973,247.06620000000007,0,-1.4]
[null,null,"1999-01-29T11:30:00",1,29,12,5,"všední",0.45,0.45,324,2350.674,1175.337,940.26960000000008,775.72241999999994,470.13479999999987,235.06740000000013,0,0.1]
[null,null,"1999-01-29T12:30:00",1,29,13,5,"všední",0.75,0.75,324,2317.9499999999998,1158.9749999999999,927.18,764.92349999999988,463.59,231.79499999999999,0,0.8]
[null,null,"1999-01-29T13:30:00",1,29,14,5,"všední",0.85,"","",0,0,0,0,0,0,0,0.7]
[null,null,"1999-01-29T14:30:00",1,29,15,5,"všední",0.9,"","",0,0,0,0,0,0,0,1]
[null,null,"1999-01-29T15:30:00",1,29,16,5,"všední",0.5,"","",0,0,0,0,0,0,0,0.8]
[null,null,"1999-01-29T16:30:00",1,29,17,5,"všední",0.2,"","",0,0,0,0,0,0,0,0.2]
[null,null,"1999-01-29T17:30:00",1,29,18,5,"všední",0.1,"","",0,0,0,0,0,0,0,0.2]
[null,null,"1999-01-29T18:30:00",1,29,19,5,"všední",0.1,"","",0,{"$f":"IF($K704=\"\",0,$K704/3600*1.2*1010*($L$1-(M$11/100*($L$1-$I704)+$I704)))","v":0},0,0,0,0,0,0]
[null,null,"1999-01-29T19:30:00",1,29,20,5,"všední",0.35,"","",0,0,0,0,0,0,0,0.2]
[null,null,"1999-01-29T20:30:00",1,29,21,5,"všední",0.5,"","",0,0,0,0,0,0,0,0.5]
[null,null,"1999-01-29T21:30:00",1,29,22,5,"všední",0.55000000000000004,"","",0,0,0,0,0,0,0,0.5]
[null,null,"1999-01-29T22:30:00",1,29,23,5,"všední",0.6,"","",0,0,0,0,0,0,0,0.6]
[null,null,"1999-01-29T23:30:00",1,29,24,5,"všední",0.65,"","",0,0,0,0,0,0,0,0.6]
[null,null,"1999-01-30T00:30:00",1,30,1,6,"víkend",0.7,"","",0,0,0,0,0,0,0,0.7]
[null,null,"1999-01-30T01:30:00",1,30,2,6,"víkend",0.65,"","",0,0,0,0,0,0,0,0.7]
[null,null,"1999-01-30T02:30:00",1,30,3,6,"víkend",0.6,"","",0,0,0,0,0,0,0,0.6]
[null,null,"1999-01-30T03:30:00",1,30,4,6,"víkend",0.95,"","",0,0,0,0,0,0,0,0.6]
[null,null,"1999-01-30T04:30:00",1,30,5,6,"víkend",1.5,"","",0,{"$f":"IF($K714=\"\",0,$K714/3600*1.2*1010*($L$1-(M$11/100*($L$1-$I714)+$I714)))","v":0},0,0,0,0,0,1.3]
[null,null,"1999-01-30T05:30:00",1,30,6,6,"víkend",1.8,"","",0,0,0,0,0,0,0,1.7]
[null,null,"1999-01-30T06:30:00",1,30,7,6,"víkend",1.95,"","",0,0,0,0,0,0,0,1.9]
[null,null,"1999-01-30T07:30:00",1,30,8,6,"víkend",2.1,"","",0,0,0,0,0,0,0,2]
[null,null,"1999-01-30T08:30:00",1,30,9,6,"víkend",2.4,"","",{"$f":"IF($K718=\"\",0,$K718/3600*1.2*1010*($L$1-(L$11*($L$1-$I718)+$I718)))","v":0},0,0,0,0,0,0,2.2000000000000002]
[null,null,{"$f":"C718+1/24","v":"1999-01-30T09:30:00"},1,30,10,{"$f":"WEEKDAY(C719-1)","v":6},{"$f":"IF(G719=6,\"víkend\",IF(G719=7,\"víkend\",\"všední\"))","v":"víkend"},2.9,{"$f":"+IF(K719=\"\",\"\",I719)","v":""},"",0,0,0,0,0,0,0,2.6]
[null,null,"1999-01-30T10:30:00",1,30,11,6,"víkend",3.35,"","",0,0,0,0,0,0,0,3.2]
[null,null,"1999-01-30T11:30:00",1,30,12,6,"víkend",3.55,"","",0,0,0,0,0,0,0,3.5]
[null,null,"1999-01-30T12:30:00",1,30,13,6,"víkend",3.45,"","",0,0,0,0,0,0,0,3.6]
[null,null,"1999-01-30T13:30:00",1,30,14,6,"víkend",2.85,"","",0,0,0,0,0,0,0,3.3]
[null,null,"1999-01-30T14:30:00",1,30,15,6,"víkend",2.2000000000000002,"","",0,{"$f":"IF($K724=\"\",0,$K724/3600*1.2*1010*($L$1-(M$11/100*($L$1-$I724)+$I724)))","v":0},0,0,0,0,0,2.4]
[null,null,"1999-01-30T15:30:00",1,30,16,6,"víkend",1.9,"","",0,0,0,0,0,0,0,2]
[null,null,"1999-01-30T16:30:00",1,30,17,6,"víkend",1.65,"",{"$f":"IF(H726=\"víkend\",\"\",IF(I726>$N$1,\"\",IF(OR(F726<$E$5,F726>$E$6),\"\",$L$4)))","v":""},0,0,0,0,0,0,0,1.8]
[null,null,"1999-01-30T17:30:00",1,30,18,6,"víkend",1.35,"","",0,0,0,0,0,0,0,1.5]
[null,null,"1999-01-30T18:30:00",1,30,19,6,"víkend",1.2,"","",0,0,0,0,0,0,0,1.2]
[null,null,"1999-01-30T19:30:00",1,30,20,6,"víkend",1.4,"","",0,0,0,0,0,0,0,1.2]
[null,null,"1999-01-30T20:30:00",1,30,21,6,"víkend",1.75,"","",0,0,0,0,0,0,0,1.6]
[null,null,"1999-01-30T21:30:00",1,30,22,6,"víkend",1.95,"","",0,0,0,0,0,0,0,1.9]
[null,null,"1999-01-30T22:30:00",1,30,23,6,"víkend",2.0499999999999998,"","",0,0,0,0,0,0,0,2]
[null,null,"1999-01-30T23:30:00",1,30,24,6,"víkend",2.15,"","",0,0,0,0,0,0,0,2.1]
[null,null,"1999-01-31T00:30:00",1,31,1,7,"víkend",2.2000000000000002,"","",0,{"$f":"IF($K734=\"\",0,$K734/3600*1.2*1010*($L$1-(M$11/100*($L$1-$I734)+$I734)))","v":0},0,0,0,0,0,2.2000000000000002]
[null,null,"1999-01-31T01:30:00",1,31,2,7,"víkend",2.15,"","",0,0,0,0,0,0,0,2.2000000000000002]
[null,null,"1999-01-31T02:30:00",1,31,3,7,"víkend",2.1,"","",0,0,0,0,0,0,0,2.1]
[null,null,"1999-01-31T03:30:00",1,31,4,7,"víkend",2.0499999999999998,"","",0,0,0,0,0,0,0,2.1]
[null,null,"1999-01-31T04:30:00",1,31,5,7,"víkend",2.1,"","",0,0,0,0,0,0,0,2]
[null,null,"1999-01-31T05:30:00",1,31,6,7,"víkend",2.2999999999999998,"","",0,0,0,0,0,0,0,2.2000000000000002]
[null,null,"1999-01-31T06:30:00",1,31,7,7,"víkend",2.2999999999999998,"","",0,0,0,0,0,0,0,2.4]
[null,null,"1999-01-31T07:30:00",1,31,8,7,"víkend",2.4,"","",0,0,0,0,0,0,0,2.2000000000000002]
[null,null,"1999-01-31T08:30:00",1,31,9,7,"víkend",2.6,"","",0,0,0,0,0,0,0,2.6]
[null,null,"1999-01-31T09:30:00",1,31,{"$f":"F719","v":10},7,"víkend",2.75,"","",0,0,0,0,0,0,0,2.6]
[null,null,"1999-01-31T10:30:00",1,31,11,7,"víkend",3,"","",0,{"$f":"IF($K744=\"\",0,$K744/3600*1.2*1010*($L$1-(M$11/100*($L$1-$I744)+$I744)))","v":0},0,0,0,0,0,2.9]
[null,null,"1999-01-31T11:30:00",1,31,12,7,"víkend",3.2,"","",0,0,0,0,0,0,0,3.1]
[null,null,"1999-01-31T12:30:00",1,31,13,7,"víkend",3.4,"","",0,0,0,0,0,0,0,3.3]
[null,null,"1999-01-31T13:30:00",1,31,14,7,"víkend",3.45,"","",0,0,0,0,0,0,0,3.5]
[null,null,"1999-01-31T14:30:00",1,31,15,7,"víkend",3.3,"","",0,0,0,0,0,0,0,3.4]
[null,null,"1999-01-31T15:30:00",1,31,16,7,"víkend",3.3,"","",0,0,0,0,0,0,0,3.2]
[null,null,"1999-01-31T16:30:00",1,31,17,7,"víkend",3.5,"","",0,0,0,0,0,0,0,3.4]
[null,null,"1999-01-31T17:30:00",1,31,18,7,"víkend",3.6,"","",0,0,0,0,0,0,0,3.6]
[null,null,"1999-01-31T18:30:00",1,31,19,7,"víkend",3.65,"","",0,0,0,0,0,0,0,3.6]
[null,null,"1999-01-31T19:30:00",1,31,20,7,"víkend",3.6,"","",0,0,0,0,0,0,0,3.7]
[null,null,"1999-01-31T20:30:00",1,31,21,7,"víkend",3.5,"","",0,{"$f":"IF($K754=\"\",0,$K754/3600*1.2*1010*($L$1-(M$11/100*($L$1-$I754)+$I754)))","v":0},0,0,0,0,0,3.5]
[null,null,"1999-01-31T21:30:00",1,31,22,7,"víkend",3.6,"","",0,0,0,0,0,0,0,3.5]
[null,null,"1999-01-31T22:30:00",1,31,23,7,"víkend",3.8,"","",0,0,0,0,0,0,0,3.7]
[null,null,"1999-01-31T23:30:00",1,31,24,7,"víkend",-3.35,"","",0,0,0,0,0,0,0,3.9]
[null,null,"1999-02-01T00:30:00",2,1,1,1,"všední",-10.8,"","",0,0,0,0,0,0,0,-10.6]
[null,null,"1999-02-01T01:30:00",2,1,2,1,"všední",-11.2,"","",0,0,0,0,0,0,0,-11]
[null,null,"1999-02-01T02:30:00",2,1,3,1,"všední",-11.6,"","",0,0,0,0,0,0,0,-11.4]
[null,null,"1999-02-01T03:30:00",2,1,4,1,"všední",-12.3,"","",0,0,0,0,0,0,0,-11.8]
[null,null,"1999-02-01T04:30:00",2,1,5,1,"všední",-12.85,"","",0,0,0,0,0,0,0,-12.8]
[null,null,"1999-02-01T05:30:00",2,1,6,1,"všední",-13.05,"","",0,0,0,0,0,0,0,-12.9]
[null,null,"1999-02-01T06:30:00",2,1,7,1,"všední",-13,"","",0,{"$f":"IF($K764=\"\",0,$K764/3600*1.2*1010*($L$1-(M$11/100*($L$1-$I764)+$I764)))","v":0},0,0,0,0,0,-13.2]
[null,null,"1999-02-01T07:30:00",2,1,8,1,"všední",-12.2,-12.2,324,3730.5360000000001,1865.2679999999998,1492.2143999999998,1231.0768799999994,746.10719999999958,373.05359999999939,-3.8753000808355864E-13,-12.8]
[null,null,"1999-02-01T08:30:00",2,1,9,1,"všední",-10.8,-10.8,324,3577.8239999999996,1788.9120000000003,1431.1296000000004,1180.6819200000002,715.56480000000022,357.78240000000011,3.8753000808355864E-13,-11.6]
[null,null,"1999-02-01T09:30:00",2,1,10,1,"všední",-9.1999999999999993,-9.1999999999999993,324,3403.2959999999998,1701.6479999999999,1361.3184000000001,1123.0876799999999,680.65919999999983,340.32960000000008,0,-10]
[null,null,"1999-02-01T10:30:00",2,1,11,1,"všední",-7.5,-7.5,324,3217.86,1608.93,1287.144,1061.8937999999998,643.57199999999989,321.78599999999994,0,-8.4]
[null,null,"1999-02-01T11:30:00",2,1,12,1,"všední",-6.35,-6.35,324,3092.4180000000001,1546.2089999999998,1236.9671999999998,1020.4979399999997,618.48359999999946,309.24180000000007,0,-6.6]
[null,null,"1999-02-01T12:30:00",2,1,13,1,"všední",-5.55,-5.55,324,3005.154,1502.5769999999998,1202.0616,991.70082000000002,601.03079999999977,300.51539999999989,0,-6.1]
[null,null,"1999-02-01T13:30:00",2,1,14,1,"všední",-4.8,"","",0,0,0,0,0,0,0,-5]
[null,null,"1999-02-01T14:30:00",2,1,15,1,"všední",-4.3,"","",0,0,0,0,0,0,0,-4.5999999999999996]
[null,null,"1999-02-01T15:30:00",2,1,16,1,"všední",-4.3,"","",0,0,0,0,0,0,0,-4]
[null,null,"1999-02-01T16:30:00",2,1,17,1,"všední",-5.35,"","",0,{"$f":"IF($K774=\"\",0,$K774/3600*1.2*1010*($L$1-(M$11/100*($L$1-$I774)+$I774)))","v":0},0,0,0,0,0,-4.5999999999999996]
[null,null,"1999-02-01T17:30:00",2,1,18,1,"všední",-6.75,"","",0,0,0,0,0,0,0,-6.1]
[null,null,"1999-02-01T18:30:00",2,1,19,1,"všední",-7.75,"","",0,0,0,0,0,0,0,-7.4]
[null,null,"1999-02-01T19:30:00",2,1,20,1,"všední",-8.35,"","",0,0,0,0,0,0,0,-8.1]
[null,null,"1999-02-01T20:30:00",2,1,21,1,"všední",-8.85,"","",0,0,0,0,0,0,0,-8.6]
[null,null,"1999-02-01T21:30:00",2,1,22,1,"všední",-9.4,"","",0,0,0,0,0,0,0,-9.1]
[null,null,"1999-02-01T22:30:00",2,1,23,1,"všední",-10,"","",0,0,0,0,0,0,0,-9.6999999999999993]
[null,null,"1999-02-01T23:30:00",2,1,24,1,"všední",-10.6,"","",0,0,0,0,0,0,0,-10.3]
[null,null,"1999-02-02T00:30:00",2,2,1,2,"všední",-11.15,"","",{"$f":"IF($K782=\"\",0,$K782/3600*1.2*1010*($L$1-(L$11*($L$1-$I782)+$I782)))","v":0},0,0,0,0,0,0,-10.9]
[null,null,{"$f":"C782+1/24","v":"1999-02-02T01:30:00"},2,2,2,{"$f":"WEEKDAY(C783-1)","v":2},{"$f":"IF(G783=6,\"víkend\",IF(G783=7,\"víkend\",\"všední\"))","v":"všední"},-11.65,{"$f":"+IF(K783=\"\",\"\",I783)","v":""},"",0,0,0,0,0,0,0,-11.4]
[null,null,"1999-02-02T02:30:00",2,2,3,2,"všední",-12.15,"","",0,{"$f":"IF($K784=\"\",0,$K784/3600*1.2*1010*($L$1-(M$11/100*($L$1-$I784)+$I784)))","v":0},0,0,0,0,0,-11.9]
[null,null,"1999-02-02T03:30:00",2,2,4,2,"všední",-12.9,"","",0,0,0,0,0,0,0,-12.4]
[null,null,"1999-02-02T04:30:00",2,2,5,2,"všední",-13.4,"","",0,0,0,0,0,0,0,-13.4]
[null,null,"1999-02-02T05:30:00",2,2,6,2,"všední",-13.8,"","",0,0,0,0,0,0,0,-13.4]
[null,null,"1999-02-02T06:30:00",2,2,7,2,"všední",-14.6,"","",0,0,0,0,0,0,0,-14.2]
[null,null,"1999-02-02T07:30:00",2,2,8,2,"všední",-14.2,-14.2,324,3948.6960000000004,1974.3479999999997,1579.4783999999997,1303.0696799999994,789.73919999999941,394.86959999999931,-3.8753000808355864E-13,-15]
[null,null,"1999-02-02T08:30:00",2,2,9,2,"všední",-12.4,-12.4,{"$f":"IF(H790=\"víkend\",\"\",IF(I790>$N$1,\"\",IF(OR(F790<$E$5,F790>$E$6),\"\",$L$4)))","v":324},3752.3519999999999,1876.1760000000004,1500.9408000000003,1238.2761599999999,750.47040000000004,375.23519999999974,0,-13.4]
[null,null,"1999-02-02T09:30:00",2,2,10,2,"všední",-10.85,-10.85,324,3583.2780000000002,1791.6389999999997,1433.3111999999999,1182.4817399999997,716.65559999999982,358.32779999999963,0,-11.4]
[null,null,"1999-02-02T10:30:00",2,2,11,2,"všední",-8.4499999999999993,-8.4499999999999993,324,3321.4859999999999,1660.7429999999999,1328.5944,1096.0903799999996,664.29719999999998,332.14859999999982,0,-10.3]
[null,null,"1999-02-02T11:30:00",2,2,12,2,"všední",-6,-6,324,3054.24,1527.12,1221.6959999999999,1007.8991999999998,610.84799999999973,305.42400000000009,0,-6.6]
[null,null,"1999-02-02T12:30:00",2,2,13,2,"všední",-4.5999999999999996,-4.5999999999999996,324,2901.5280000000002,{"$f":"IF($K794=\"\",0,$K794/3600*1.2*1010*($L$1-(M$11/100*($L$1-$I794)+$I794)))","v":1450.7639999999999},1160.6111999999998,957.50423999999964,580.30560000000003,290.15279999999962,0,-5.4]
[null,null,"1999-02-02T13:30:00",2,2,14,2,"všední",-3.25,"","",0,0,0,0,0,0,0,-3.8]
[null,null,"1999-02-02T14:30:00",2,2,15,2,"všední",-2.35,"","",0,0,0,0,0,0,0,-2.7]
[null,null,"1999-02-02T15:30:00",2,2,16,2,"všední",-2.5,"","",0,0,0,0,0,0,0,-2]
[null,null,"1999-02-02T16:30:00",2,2,17,2,"všední",-3.7,"","",0,0,0,0,0,0,0,-3]
[null,null,"1999-02-02T17:30:00",2,2,18,2,"všední",-4.8499999999999996,"","",0,0,0,0,0,0,0,-4.4000000000000004]
[null,null,"1999-02-02T18:30:00",2,2,19,2,"všední",-5.65,"","",0,0,0,0,0,0,0,-5.3]
[null,null,"1999-02-02T19:30:00",2,2,20,2,"všední",-6.6,"","",0,0,0,0,0,0,0,-6]
[null,null,"1999-02-02T20:30:00",2,2,21,2,"všední",-7.4,"","",0,0,0,0,0,0,0,-7.2]
[null,null,"1999-02-02T21:30:00",2,2,22,2,"všední",-7.9,"","",0,0,0,0,0,0,0,-7.6]
[null,null,"1999-02-02T22:30:00",2,2,23,2,"všední",-8.5,"","",0,{"$f":"IF($K804=\"\",0,$K804/3600*1.2*1010*($L$1-(M$11/100*($L$1-$I804)+$I804)))","v":0},0,0,0,0,0,-8.1999999999999993]
[null,null,"1999-02-02T23:30:00",2,2,24,2,"všední",-9.1,"","",0,0,0,0,0,0,0,-8.8000000000000007]
[null,null,"1999-02-03T00:30:00",2,3,1,3,"všední",-9.4499999999999993,"","",0,0,0,0,0,0,0,-9.4]
[null,null,"1999-02-03T01:30:00",2,3,{"$f":"F783","v":2},3,"všední",-9.5500000000000007,"","",0,0,0,0,0,0,0,-9.5]
[null,null,"1999-02-03T02:30:00",2,3,3,3,"všední",-9.65,"","",0,0,0,0,0,0,0,-9.6]
[null,null,"1999-02-03T03:30:00",2,3,4,3,"všední",-9.9,"","",0,0,0,0,0,0,0,-9.6999999999999993]
[null,null,"1999-02-03T04:30:00",2,3,5,3,"všední",-10.6,"","",0,0,0,0,0,0,0,-10.1]
[null,null,"1999-02-03T05:30:00",2,3,6,3,"všední",-12.2,"","",0,0,0,0,0,0,0,-11.1]
[null,null,"1999-02-03T06:30:00",2,3,7,3,"všední",-13.85,"","",0,0,0,0,0,0,0,-13.3]
[null,null,"1999-02-03T07:30:00",2,3,8,3,"všední",-14,-14,324,3926.88,1963.44,1570.7520000000002,1295.8703999999998,785.37599999999986,392.68800000000016,0,-14.4]
[null,null,"1999-02-03T08:30:00",2,3,9,3,"všední",-12.6,-12.6,324,3774.1680000000001,{"$f":"IF($K814=\"\",0,$K814/3600*1.2*1010*($L$1-(M$11/100*($L$1-$I814)+$I814)))","v":1887.0839999999996},1509.6671999999999,1245.4754399999997,754.83359999999959,377.41680000000008,0,-13.6]
[null,null,"1999-02-03T09:30:00",2,3,10,3,"všední",-10.3,-10.3,324,3523.2839999999997,1761.6420000000003,1409.3136000000002,1162.6837200000002,704.65680000000009,352.32840000000044,3.8753000808355864E-13,-11.6]
[null,null,"1999-02-03T10:30:00",2,3,11,3,"všední",-7.15,-7.15,324,3179.6819999999998,1589.8410000000001,1271.8728000000001,1049.2950599999999,635.93639999999982,317.96819999999991,0,-9]
[null,null,"1999-02-03T11:30:00",2,3,12,3,"všední",-5.15,-5.15,324,2961.5219999999999,1480.7610000000002,1184.6088000000002,977.30226000000005,592.30439999999999,296.15220000000039,0,-5.3]
[null,null,"1999-02-03T12:30:00",2,3,13,3,"všední",-4.1500000000000004,-4.1500000000000004,324,2852.442,1426.221,1140.9768000000004,941.30586000000017,570.48839999999961,285.24420000000021,0,-5]
[null,null,"1999-02-03T13:30:00",2,3,14,3,"všední",-3.15,"","",0,0,0,0,0,0,0,-3.3]
[null,null,"1999-02-03T14:30:00",2,3,15,3,"všední",-3.2,"","",0,0,0,0,0,0,0,-3]
[null,null,"1999-02-03T15:30:00",2,3,16,3,"všední",-3.65,"","",0,0,0,0,0,0,0,-3.4]
[null,null,"1999-02-03T16:30:00",2,3,17,3,"všední",-4.1500000000000004,"","",0,0,0,0,0,0,0,-3.9]
[null,null,"1999-02-03T17:30:00",2,3,18,3,"všední",-5.0999999999999996,"","",0,0,0,0,0,0,0,-4.4000000000000004]
[null,null,"1999-02-03T18:30:00",2,3,19,3,"všední",-6.55,"","",0,{"$f":"IF($K824=\"\",0,$K824/3600*1.2*1010*($L$1-(M$11/100*($L$1-$I824)+$I824)))","v":0},0,0,0,0,0,-5.8]
[null,null,"1999-02-03T19:30:00",2,3,20,3,"všední",-8.15,"","",0,0,0,0,0,0,0,-7.3]
[null,null,"1999-02-03T20:30:00",2,3,21,3,"všední",-9.75,"","",0,0,0,0,0,0,0,-9]
[null,null,"1999-02-03T21:30:00",2,3,22,3,"všední",-10.75,"","",0,0,0,0,0,0,0,-10.5]
[null,null,"1999-02-03T22:30:00",2,3,23,3,"všední",-11.25,"","",0,0,0,0,0,0,0,-11]
[null,null,"1999-02-03T23:30:00",2,3,24,3,"všední",-11.75,"","",0,0,0,0,0,0,0,-11.5]
[null,null,"1999-02-04T00:30:00",2,4,1,4,"všední",-12.25,"","",0,0,0,0,0,0,0,-12]
[null,null,"1999-02-04T01:30:00",2,4,2,4,"všední",-12.75,"","",0,0,0,0,0,0,0,-12.5]
[null,null,"1999-02-04T02:30:00",2,4,3,4,"všední",-13.25,"","",0,0,0,0,0,0,0,-13]
[null,null,"1999-02-04T03:30:00",2,4,4,4,"všední",-13.65,"","",0,0,0,0,0,0,0,-13.5]
[null,null,"1999-02-04T04:30:00",2,4,5,4,"všední",-14,"","",0,{"$f":"IF($K834=\"\",0,$K834/3600*1.2*1010*($L$1-(M$11/100*($L$1-$I834)+$I834)))","v":0},0,0,0,0,0,-13.8]
[null,null,"1999-02-04T05:30:00",2,4,6,4,"všední",-14.4,"","",0,0,0,0,0,0,0,-14.2]
[null,null,"1999-02-04T06:30:00",2,4,7,4,"všední",-14.45,"","",0,0,0,0,0,0,0,-14.6]
[null,null,"1999-02-04T07:30:00",2,4,8,4,"všední",-13.7,-13.7,324,3894.1560000000004,1947.0779999999997,1557.6623999999997,1285.0714799999994,778.83119999999963,389.41559999999964,-3.8753000808355864E-13,-14.3]
[null,null,"1999-02-04T08:30:00",2,4,9,4,"všední",-11.9,-11.9,324,3697.8119999999999,1848.9060000000002,1479.1248000000001,1220.2779599999999,739.56239999999991,369.78120000000007,0,-13.1]
[null,null,"1999-02-04T09:30:00",2,4,10,4,"všední",-9.6999999999999993,-9.6999999999999993,324,3457.8359999999998,1728.9179999999999,1383.1343999999999,1141.0858799999999,691.56719999999996,345.78359999999981,0,-10.7]
[null,null,"1999-02-04T10:30:00",2,4,11,4,"všední",-7.3,-7.3,324,3196.0439999999999,1598.0219999999997,1278.4176000000002,1054.69452,639.20879999999988,319.60439999999994,0,-8.6999999999999993]
[null,null,"1999-02-04T11:30:00",2,4,12,4,"všední",-5.05,-5.05,324,2950.614,1475.3069999999998,1180.2456,973.70262000000002,590.12279999999998,295.06139999999982,0,-5.9]
[null,null,"1999-02-04T12:30:00",2,4,13,4,"všední",-4.2,-4.2,324,2857.8959999999997,1428.9480000000001,1143.1584,943.10567999999967,571.57919999999979,285.78960000000012,0,-4.2]
[null,null,"1999-02-04T13:30:00",2,4,14,4,"všední",-3.6,"","",0,0,0,0,0,0,0,-4.2]
[null,null,"1999-02-04T14:30:00",2,4,15,4,"všední",-3.1,"","",0,{"$f":"IF($K844=\"\",0,$K844/3600*1.2*1010*($L$1-(M$11/100*($L$1-$I844)+$I844)))","v":0},0,0,0,0,0,-3]
[null,null,"1999-02-04T15:30:00",2,4,16,4,"všední",-3.2,"","",0,0,0,0,0,0,0,-3.2]
[null,null,"1999-02-04T16:30:00",2,4,17,4,"všední",-3.35,"","",{"$f":"IF($K846=\"\",0,$K846/3600*1.2*1010*($L$1-(L$11*($L$1-$I846)+$I846)))","v":0},0,0,0,0,0,0,-3.2]
[null,null,{"$f":"C846+1/24","v":"1999-02-04T17:30:00"},2,4,18,{"$f":"WEEKDAY(C847-1)","v":4},{"$f":"IF(G847=6,\"víkend\",IF(G847=7,\"víkend\",\"všední\"))","v":"všední"},-3.85,{"$f":"+IF(K847=\"\",\"\",I847)","v":""},"",0,0,0,0,0,0,0,-3.5]
[null,null,"1999-02-04T18:30:00",2,4,19,4,"všední",-4.3,"","",0,0,0,0,0,0,0,-4.2]
[null,null,"1999-02-04T19:30:00",2,4,20,4,"všední",-4.5999999999999996,"","",0,0,0,0,0,0,0,-4.4000000000000004]
[null,null,"1999-02-04T20:30:00",2,4,21,4,"všední",-4.95,"","",0,0,0,0,0,0,0,-4.8]
[null,null,"1999-02-04T21:30:00",2,4,22,4,"všední",-5.2,"","",0,0,0,0,0,0,0,-5.0999999999999996]
[null,null,"1999-02-04T22:30:00",2,4,23,4,"všední",-5.4,"","",0,0,0,0,0,0,0,-5.3]
[null,null,"1999-02-04T23:30:00",2,4,24,4,"všední",-5.6,"","",0,0,0,0,0,0,0,-5.5]
[null,null,"1999-02-05T00:30:00",2,5,1,5,"všední",-6,"",{"$f":"IF(H854=\"víkend\",\"\",IF(I854>$N$1,\"\",IF(OR(F854<$E$5,F854>$E$6),\"\",$L$4)))","v":""},0,{"$f":"IF($K854=\"\",0,$K854/3600*1.2*1010*($L$1-(M$11/100*($L$1-$I854)+$I854)))","v":0},0,0,0,0,0,-5.7]
[null,null,"1999-02-05T01:30:00",2,5,2,5,"všední",-6.65,"","",0,0,0,0,0,0,0,-6.3]
[null,null,"1999-02-05T02:30:00",2,5,3,5,"všední",-7.3,"","",0,0,0,0,0,0,0,-7]
[null,null,"1999-02-05T03:30:00",2,5,4,5,"všední",-7.8,"","",0,0,0,0,0,0,0,-7.6]
[null,null,"1999-02-05T04:30:00",2,5,5,5,"všední",-8,"","",0,0,0,0,0,0,0,-8]
[null,null,"1999-02-05T05:30:00",2,5,6,5,"všední",-8.15,"","",0,0,0,0,0,0,0,-8]
[null,null,"1999-02-05T06:30:00",2,5,7,5,"všední",-8.5500000000000007,"","",0,0,0,0,0,0,0,-8.3000000000000007]
[null,null,"1999-02-05T07:30:00",2,5,8,5,"všední",-8.75,-8.75,324,3354.21,1677.105,1341.684,1106.8892999999996,670.84199999999987,335.42099999999994,0,-8.8000000000000007]
[null,null,"1999-02-05T08:30:00",2,5,9,5,"všední",-8.65,-8.65,324,3343.3019999999997,1671.6510000000001,1337.3208000000004,1103.2896600000001,668.6604000000001,334.33019999999976,0,-8.6999999999999993]
[null,null,"1999-02-05T09:30:00",2,5,10,5,"všední",-8.3000000000000007,-8.3000000000000007,324,3305.1240000000003,1652.5620000000001,1322.0496000000001,1090.6909199999998,661.0247999999998,330.51240000000013,0,-8.6]
[null,null,"1999-02-05T10:30:00",2,5,11,5,"všední",-7.85,-7.85,324,3256.038,{"$f":"IF($K864=\"\",0,$K864/3600*1.2*1010*($L$1-(M$11/100*($L$1-$I864)+$I864)))","v":1628.0189999999998},1302.4151999999999,1074.4925399999997,651.20759999999984,325.60379999999992,0,-8]
[null,null,"1999-02-05T11:30:00",2,5,12,5,"všední",-7.8,-7.8,324,3250.5839999999998,1625.2919999999999,1300.2336000000003,1072.69272,650.11679999999967,325.05840000000006,0,-7.7]
[null,null,"1999-02-05T12:30:00",2,5,13,5,"všední",-7.7,-7.7,324,3239.6759999999999,1619.8380000000002,1295.8703999999998,1069.0930799999999,647.93519999999978,323.96759999999989,0,-7.9]
[null,null,"1999-02-05T13:30:00",2,5,14,5,"všední",-7.6,"","",0,0,0,0,0,0,0,-7.5]
[null,null,"1999-02-05T14:30:00",2,5,15,5,"všední",-8.5,"","",0,0,0,0,0,0,0,-7.7]
[null,null,"1999-02-05T15:30:00",2,5,16,5,"všední",-9.9,"","",0,0,0,0,0,0,0,-9.3000000000000007]
[null,null,"1999-02-05T16:30:00",2,5,17,5,"všední",-10.5,"","",0,0,0,0,0,0,0,-10.5]
[null,null,"1999-02-05T17:30:00",2,5,{"$f":"F847","v":18},5,"všední",-10.9,"","",0,0,0,0,0,0,0,-10.5]
[null,null,"1999-02-05T18:30:00",2,5,19,5,"všední",-11.85,"","",0,0,0,0,0,0,0,-11.3]
[null,null,"1999-02-05T19:30:00",2,5,20,5,"všední",-12.7,"","",0,0,0,0,0,0,0,-12.4]
[null,null,"1999-02-05T20:30:00",2,5,21,5,"všední",-13.35,"","",0,{"$f":"IF($K874=\"\",0,$K874/3600*1.2*1010*($L$1-(M$11/100*($L$1-$I874)+$I874)))","v":0},0,0,0,0,0,-13]
[null,null,"1999-02-05T21:30:00",2,5,22,5,"všední",-13.9,"","",0,0,0,0,0,0,0,-13.7]
[null,null,"1999-02-05T22:30:00",2,5,23,5,"všední",-14.35,"","",0,0,0,0,0,0,0,-14.1]
[null,null,"1999-02-05T23:30:00",2,5,24,5,"všední",-14.8,"","",0,0,0,0,0,0,0,-14.6]
[null,null,"1999-02-06T00:30:00",2,6,1,6,"víkend",-15.15,"","",0,0,0,0,0,0,0,-15]
[null,null,"1999-02-06T01:30:00",2,6,2,6,"víkend",-15.5,"","",0,0,0,0,0,0,0,-15.3]
[null,null,"1999-02-06T02:30:00",2,6,3,6,"víkend",-15.85,"","",0,0,0,0,0,0,0,-15.7]
[null,null,"1999-02-06T03:30:00",2,6,4,6,"víkend",-16.100000000000001,"","",0,0,0,0,0,0,0,-16]
[null,null,"1999-02-06T04:30:00",2,6,5,6,"víkend",-16.350000000000001,"","",0,0,0,0,0,0,0,-16.2]
[null,null,"1999-02-06T05:30:00",2,6,6,6,"víkend",-16.55,"","",0,0,0,0,0,0,0,-16.5]
[null,null,"1999-02-06T06:30:00",2,6,7,6,"víkend",-16.7,"","",0,{"$f":"IF($K884=\"\",0,$K884/3600*1.2*1010*($L$1-(M$11/100*($L$1-$I884)+$I884)))","v":0},0,0,0,0,0,-16.600000000000001]
[null,null,"1999-02-06T07:30:00",2,6,8,6,"víkend",-16.45,"","",0,0,0,0,0,0,0,-16.8]
[null,null,"1999-02-06T08:30:00",2,6,9,6,"víkend",-15.7,"","",0,0,0,0,0,0,0,-16.100000000000001]
[null,null,"1999-02-06T09:30:00",2,6,10,6,"víkend",-14.65,"","",0,0,0,0,0,0,0,-15.3]
[null,null,"1999-02-06T10:30:00",2,6,11,6,"víkend",-13.25,"","",0,0,0,0,0,0,0,-14]
[null,null,"1999-02-06T11:30:00",2,6,12,6,"víkend",-11.9,"","",0,0,0,0,0,0,0,-12.5]
[null,null,"1999-02-06T12:30:00",2,6,13,6,"víkend",-11.05,"","",0,0,0,0,0,0,0,-11.3]
[null,null,"1999-02-06T13:30:00",2,6,14,6,"víkend",-10.5,"","",0,0,0,0,0,0,0,-10.8]
[null,null,"1999-02-06T14:30:00",2,6,15,6,"víkend",-10.1,"","",0,0,0,0,0,0,0,-10.199999999999999]
[null,null,"1999-02-06T15:30:00",2,6,16,6,"víkend",-10.15,"","",0,0,0,0,0,0,0,-10]
[null,null,"1999-02-06T16:30:00",2,6,17,6,"víkend",-10.45,"","",0,{"$f":"IF($K894=\"\",0,$K894/3600*1.2*1010*($L$1-(M$11/100*($L$1-$I894)+$I894)))","v":0},0,0,0,0,0,-10.3]
[null,null,"1999-02-06T17:30:00",2,6,18,6,"víkend",-10.85,"","",0,0,0,0,0,0,0,-10.6]
[null,null,"1999-02-06T18:30:00",2,6,19,6,"víkend",-10.85,"","",0,0,0,0,0,0,0,-11.1]
[null,null,"1999-02-06T19:30:00",2,6,20,6,"víkend",-10.8,"","",0,0,0,0,0,0,0,-10.6]
[null,null,"1999-02-06T20:30:00",2,6,21,6,"víkend",-10.95,"","",0,0,0,0,0,0,0,-11]
[null,null,"1999-02-06T21:30:00",2,6,22,6,"víkend",-10.8,"","",0,0,0,0,0,0,0,-10.9]
[null,null,"1999-02-06T22:30:00",2,6,23,6,"víkend",-10.6,"","",0,0,0,0,0,0,0,-10.7]
[null,null,"1999-02-06T23:30:00",2,6,24,6,"víkend",-10.4,"","",0,0,0,0,0,0,0,-10.5]
[null,null,"1999-02-07T00:30:00",2,7,1,7,"víkend",-10.199999999999999,"","",0,0,0,0,0,0,0,-10.3]
[null,null,"1999-02-07T01:30:00",2,7,2,7,"víkend",-10,"","",0,0,0,0,0,0,0,-10.1]
[null,null,"1999-02-07T02:30:00",2,7,3,7,"víkend",-9.8000000000000007,"","",0,{"$f":"IF($K904=\"\",0,$K904/3600*1.2*1010*($L$1-(M$11/100*($L$1-$I904)+$I904)))","v":0},0,0,0,0,0,-9.9]
[null,null,"1999-02-07T03:30:00",2,7,4,7,"víkend",-9.5,"","",0,0,0,0,0,0,0,-9.6999999999999993]
[null,null,"1999-02-07T04:30:00",2,7,5,7,"víkend",-9.15,"","",0,0,0,0,0,0,0,-9.3000000000000007]
[null,null,"1999-02-07T05:30:00",2,7,6,7,"víkend",-8.85,"","",0,0,0,0,0,0,0,-9]
[null,null,"1999-02-07T06:30:00",2,7,7,7,"víkend",-8.65,"","",0,0,0,0,0,0,0,-8.6999999999999993]
[null,null,"1999-02-07T07:30:00",2,7,8,7,"víkend",-8.25,"","",0,0,0,0,0,0,0,-8.6]
[null,null,"1999-02-07T08:30:00",2,7,9,7,"víkend",-7.6,"","",{"$f":"IF($K910=\"\",0,$K910/3600*1.2*1010*($L$1-(L$11*($L$1-$I910)+$I910)))","v":0},0,0,0,0,0,0,-7.9]
[null,null,{"$f":"C910+1/24","v":"1999-02-07T09:30:00"},2,7,10,{"$f":"WEEKDAY(C911-1)","v":7},{"$f":"IF(G911=6,\"víkend\",IF(G911=7,\"víkend\",\"všední\"))","v":"víkend"},-7.1,{"$f":"+IF(K911=\"\",\"\",I911)","v":""},"",0,0,0,0,0,0,0,-7.3]
[null,null,"1999-02-07T10:30:00",2,7,11,7,"víkend",-6.75,"","",0,0,0,0,0,0,0,-6.9]
[null,null,"1999-02-07T11:30:00",2,7,12,7,"víkend",-6.25,"","",0,0,0,0,0,0,0,-6.6]
[null,null,"1999-02-07T12:30:00",2,7,13,7,"víkend",-5.4,"","",0,{"$f":"IF($K914=\"\",0,$K914/3600*1.2*1010*($L$1-(M$11/100*($L$1-$I914)+$I914)))","v":0},0,0,0,0,0,-5.9]
[null,null,"1999-02-07T13:30:00",2,7,14,7,"víkend",-5.0999999999999996,"","",0,0,0,0,0,0,0,-4.9000000000000004]
[null,null,"1999-02-07T14:30:00",2,7,15,7,"víkend",-5.0999999999999996,"","",0,0,0,0,0,0,0,-5.3]
[null,null,"1999-02-07T15:30:00",2,7,16,7,"víkend",-4.8499999999999996,"","",0,0,0,0,0,0,0,-4.9000000000000004]
[null,null,"1999-02-07T16:30:00",2,7,17,7,"víkend",-4.8,"",{"$f":"IF(H918=\"víkend\",\"\",IF(I918>$N$1,\"\",IF(OR(F918<$E$5,F918>$E$6),\"\",$L$4)))","v":""},0,0,0,0,0,0,0,-4.8]
[null,null,"1999-02-07T17:30:00",2,7,18,7,"víkend",-4.2,"","",0,0,0,0,0,0,0,-4.8]
[null,null,"1999-02-07T18:30:00",2,7,19,7,"víkend",-4.1500000000000004,"","",0,0,0,0,0,0,0,-3.6]
[null,null,"1999-02-07T19:30:00",2,7,20,7,"víkend",-5.05,"","",0,0,0,0,0,0,0,-4.7]
[null,null,"1999-02-07T20:30:00",2,7,21,7,"víkend",-5.55,"","",0,0,0,0,0,0,0,-5.4]
[null,null,"1999-02-07T21:30:00",2,7,22,7,"víkend",-5.9,"","",0,0,0,0,0,0,0,-5.7]
[null,null,"1999-02-07T22:30:00",2,7,23,7,"víkend",-6.35,"","",0,{"$f":"IF($K924=\"\",0,$K924/3600*1.2*1010*($L$1-(M$11/100*($L$1-$I924)+$I924)))","v":0},0,0,0,0,0,-6.1]
[null,null,"1999-02-07T23:30:00",2,7,24,7,"víkend",-6.8,"","",0,0,0,0,0,0,0,-6.6]
[null,null,"1999-02-08T00:30:00",2,8,1,1,"všední",-6.9,"","",0,0,0,0,0,0,0,-7]
[null,null,"1999-02-08T01:30:00",2,8,2,1,"všední",-6.65,"","",0,0,0,0,0,0,0,-6.8]
[null,null,"1999-02-08T02:30:00",2,8,3,1,"všední",-6.4,"","",0,0,0,0,0,0,0,-6.5]
[null,null,"1999-02-08T03:30:00",2,8,4,1,"všední",-6.25,"","",0,0,0,0,0,0,0,-6.3]
[null,null,"1999-02-08T04:30:00",2,8,5,1,"všední",-6.15,"","",0,0,0,0,0,0,0,-6.2]
[null,null,"1999-02-08T05:30:00",2,8,6,1,"všední",-6.05,"","",0,0,0,0,0,0,0,-6.1]
[null,null,"1999-02-08T06:30:00",2,8,7,1,"všední",-5.8,"","",0,0,0,0,0,0,0,-6]
[null,null,"1999-02-08T07:30:00",2,8,8,1,"všední",-5.4,-5.4,324,2988.7919999999999,1494.3960000000002,1195.5168000000003,986.30135999999993,597.7583999999996,298.8792000000002,0,-5.6]
[null,null,"1999-02-08T08:30:00",2,8,9,1,"všední",-5.05,-5.05,324,2950.614,{"$f":"IF($K934=\"\",0,$K934/3600*1.2*1010*($L$1-(M$11/100*($L$1-$I934)+$I934)))","v":1475.3069999999998},1180.2456,973.70262000000002,590.12279999999998,295.06139999999982,0,-5.2]
[null,null,"1999-02-08T09:30:00",2,8,{"$f":"F911","v":10},1,"všední",-4.45,-4.45,324,2885.1659999999997,1442.5830000000001,1154.0664000000002,952.10478000000001,577.03319999999985,288.51659999999993,0,-4.9000000000000004]
[null,null,"1999-02-08T10:30:00",2,8,11,1,"všední",-3.2,-3.2,324,2748.8159999999998,1374.4080000000001,1099.5264000000002,907.1092799999999,549.76319999999987,274.88159999999993,0,-4]
[null,null,"1999-02-08T11:30:00",2,8,12,1,"všední",-2.5499999999999998,-2.5499999999999998,324,2677.9140000000002,1338.9569999999999,1071.1656,883.71161999999981,535.58280000000002,267.79139999999978,0,-2.4]
[null,null,"1999-02-08T12:30:00",2,8,13,1,"všední",-2.7,-2.7,324,2694.2759999999998,1347.1380000000001,1077.7104000000002,889.11108000000002,538.85519999999974,269.42759999999987,0,-2.7]
[null,null,"1999-02-08T13:30:00",2,8,14,1,"všední",-2.7,"","",0,0,0,0,0,0,0,-2.7]
[null,null,"1999-02-08T14:30:00",2,8,15,1,"všední",-2.35,"","",0,0,0,0,0,0,0,-2.7]
[null,null,"1999-02-08T15:30:00",2,8,16,1,"všední",-2.25,"","",0,0,0,0,0,0,0,-2]
[null,null,"1999-02-08T16:30:00",2,8,17,1,"všední",-2.6,"","",0,0,0,0,0,0,0,-2.5]
[null,null,"1999-02-08T17:30:00",2,8,18,1,"všední",-2.95,"","",0,0,0,0,0,0,0,-2.7]
[null,null,"1999-02-08T18:30:00",2,8,19,1,"všední",-3.25,"","",0,{"$f":"IF($K944=\"\",0,$K944/3600*1.2*1010*($L$1-(M$11/100*($L$1-$I944)+$I944)))","v":0},0,0,0,0,0,-3.2]
[null,null,"1999-02-08T19:30:00",2,8,20,1,"všední",-3.2,"","",0,0,0,0,0,0,0,-3.3]
[null,null,"1999-02-08T20:30:00",2,8,21,1,"všední",-3.1,"","",0,0,0,0,0,0,0,-3.1]
[null,null,"1999-02-08T21:30:00",2,8,22,1,"všední",-3.1,"","",0,0,0,0,0,0,0,-3.1]
[null,null,"1999-02-08T22:30:00",2,8,23,1,"všední",-3.1,"","",0,0,0,0,0,0,0,-3.1]
[null,null,"1999-02-08T23:30:00",2,8,24,1,"všední",-3.1,"","",0,0,0,0,0,0,0,-3.1]
[null,null,"1999-02-09T00:30:00",2,9,1,2,"všední",-3.3,"","",0,0,0,0,0,0,0,-3.1]
[null,null,"1999-02-09T01:30:00",2,9,2,2,"všední",-3.65,"","",0,0,0,0,0,0,0,-3.5]
[null,null,"1999-02-09T02:30:00",2,9,3,2,"všední",-4,"","",0,0,0,0,0,0,0,-3.8]
[null,null,"1999-02-09T03:30:00",2,9,4,2,"všední",-4.1500000000000004,"","",0,0,0,0,0,0,0,-4.2]
[null,null,"1999-02-09T04:30:00",2,9,5,2,"všední",-4.5,"","",0,{"$f":"IF($K954=\"\",0,$K954/3600*1.2*1010*($L$1-(M$11/100*($L$1-$I954)+$I954)))","v":0},0,0,0,0,0,-4.0999999999999996]
[null,null,"1999-02-09T05:30:00",2,9,6,2,"všední",-5.05,"","",0,0,0,0,0,0,0,-4.9000000000000004]
[null,null,"1999-02-09T06:30:00",2,9,7,2,"všední",-5.25,"","",0,0,0,0,0,0,0,-5.2]
[null,null,"1999-02-09T07:30:00",2,9,8,2,"všední",-4.95,-4.95,324,2939.7059999999997,1469.8530000000001,1175.8824000000002,970.10297999999989,587.94119999999964,293.97060000000005,0,-5.3]
[null,null,"1999-02-09T08:30:00",2,9,9,2,"všední",-4.4000000000000004,-4.4000000000000004,324,2879.712,1439.856,1151.8848000000003,950.30496000000016,575.94240000000013,287.97120000000007,0,-4.5999999999999996]
[null,null,"1999-02-09T09:30:00",2,9,10,2,"všední",-3,-3,324,2727,1363.5,1090.8,899.91,545.4,272.7,0,-4.2]
[null,null,"1999-02-09T10:30:00",2,9,11,2,"všední",-1.8,-1.8,324,2596.1039999999998,1298.0519999999999,1038.4416000000001,856.71431999999993,519.22079999999983,259.61039999999991,0,-1.8]
[null,null,"1999-02-09T11:30:00",2,9,12,2,"všední",-1.1499999999999999,-1.1499999999999999,324,2525.2019999999998,1262.6010000000001,1010.0808000000002,833.31665999999996,505.04039999999986,252.52019999999976,0,-1.8]
[null,null,"1999-02-09T12:30:00",2,9,13,2,"všední",-0.25,-0.25,324,2427.0299999999997,1213.5149999999999,970.81200000000001,800.91989999999987,485.40599999999989,242.70299999999978,0,-0.5]
[null,null,"1999-02-09T13:30:00",2,9,14,2,"všední",0,"","",0,0,0,0,0,0,0,0]
[null,null,"1999-02-09T14:30:00",2,9,15,2,"všední",0.2,"","",0,{"$f":"IF($K964=\"\",0,$K964/3600*1.2*1010*($L$1-(M$11/100*($L$1-$I964)+$I964)))","v":0},0,0,0,0,0,0]
[null,null,"1999-02-09T15:30:00",2,9,16,2,"všední",0.05,"","",0,0,0,0,0,0,0,0.4]
[null,null,"1999-02-09T16:30:00",2,9,17,2,"všední",-1.05,"","",0,0,0,0,0,0,0,-0.3]
[null,null,"1999-02-09T17:30:00",2,9,18,2,"všední",-2,"","",0,0,0,0,0,0,0,-1.8]
[null,null,"1999-02-09T18:30:00",2,9,19,2,"všední",-2.1,"","",0,0,0,0,0,0,0,-2.2000000000000002]
[null,null,"1999-02-09T19:30:00",2,9,20,2,"všední",-1.6,"","",0,0,0,0,0,0,0,-2]
[null,null,"1999-02-09T20:30:00",2,9,21,2,"všední",-1.4,"","",0,0,0,0,0,0,0,-1.2]
[null,null,"1999-02-09T21:30:00",2,9,22,2,"všední",-1.75,"","",0,0,0,0,0,0,0,-1.6]
[null,null,"1999-02-09T22:30:00",2,9,23,2,"všední",-2.1,"","",0,0,0,0,0,0,0,-1.9]
[null,null,"1999-02-09T23:30:00",2,9,24,2,"všední",-2.4500000000000002,"","",0,0,0,0,0,0,0,-2.2999999999999998]
[null,null,"1999-02-10T00:30:00",2,10,1,3,"všední",-2.8,"","",{"$f":"IF($K974=\"\",0,$K974/3600*1.2*1010*($L$1-(L$11*($L$1-$I974)+$I974)))","v":0},{"$f":"IF($K974=\"\",0,$K974/3600*1.2*1010*($L$1-(M$11/100*($L$1-$I974)+$I974)))","v":0},0,0,0,0,0,-2.6]
[null,null,{"$f":"C974+1/24","v":"1999-02-10T01:30:00"},2,10,2,{"$f":"WEEKDAY(C975-1)","v":3},{"$f":"IF(G975=6,\"víkend\",IF(G975=7,\"víkend\",\"všední\"))","v":"všední"},-3.2,{"$f":"+IF(K975=\"\",\"\",I975)","v":""},"",0,0,0,0,0,0,0,-3]
[null,null,"1999-02-10T02:30:00",2,10,3,3,"všední",-3.6,"","",0,0,0,0,0,0,0,-3.4]
[null,null,"1999-02-10T03:30:00",2,10,4,3,"všední",-4,"","",0,0,0,0,0,0,0,-3.8]
[null,null,"1999-02-10T04:30:00",2,10,5,3,"všední",-4.25,"","",0,0,0,0,0,0,0,-4.2]
[null,null,"1999-02-10T05:30:00",2,10,6,3,"všední",-4.2,"","",0,0,0,0,0,0,0,-4.3]
[null,null,"1999-02-10T06:30:00",2,10,7,3,"všední",-4.05,"","",0,0,0,0,0,0,0,-4.0999999999999996]
[null,null,"1999-02-10T07:30:00",2,10,8,3,"všední",-3.9,-3.9,324,2825.172,1412.586,1130.0688,932.30675999999983,565.03440000000001,282.5172,0,-4]
[null,null,"1999-02-10T08:30:00",2,10,9,3,"všední",-3,-3,{"$f":"IF(H982=\"víkend\",\"\",IF(I982>$N$1,\"\",IF(OR(F982<$E$5,F982>$E$6),\"\",$L$4)))","v":324},2727,1363.5,1090.8,899.91,545.4,272.7,0,-3.8]
[null,null,"1999-02-10T09:30:00",2,10,10,3,"všední",-1.7,-1.7,324,2585.1959999999999,1292.598,1034.0784000000001,853.11467999999979,517.03919999999982,258.51960000000008,0,-2.2000000000000002]
[null,null,"1999-02-10T10:30:00",2,10,11,3,"všední",-0.95,-0.95,324,2503.386,{"$f":"IF($K984=\"\",0,$K984/3600*1.2*1010*($L$1-(M$11/100*($L$1-$I984)+$I984)))","v":1251.693},1001.3543999999999,826.11737999999991,500.67719999999997,250.33859999999979,0,-1.2]
[null,null,"1999-02-10T11:30:00",2,10,12,3,"všední",-0.35,-0.35,324,2437.9380000000001,1218.9689999999998,975.1751999999999,804.51953999999967,487.5875999999999,243.79379999999995,0,-0.7]
[null,null,"1999-02-10T12:30:00",2,10,13,3,"všední",0.25,0.25,324,2372.4899999999998,1186.2449999999999,948.99600000000009,782.92169999999987,474.49799999999976,237.24900000000008,0,0]
[null,null,"1999-02-10T13:30:00",2,10,14,3,"všední",0.65,"","",0,0,0,0,0,0,0,0.5]
[null,null,"1999-02-10T14:30:00",2,10,15,3,"všední",0.9,"","",0,0,0,0,0,0,0,0.8]
[null,null,"1999-02-10T15:30:00",2,10,16,3,"všední",0.75,"","",0,0,0,0,0,0,0,1]
[null,null,"1999-02-10T16:30:00",2,10,17,3,"všední",0.35,"","",0,0,0,0,0,0,0,0.5]
[null,null,"1999-02-10T17:30:00",2,10,18,3,"všední",0.15,"","",0,0,0,0,0,0,0,0.2]
[null,null,"1999-02-10T18:30:00",2,10,19,3,"všední",-0.05,"","",0,0,0,0,0,0,0,0.1]
[null,null,"1999-02-10T19:30:00",2,10,20,3,"všední",-0.2,"","",0,0,0,0,0,0,0,-0.2]
[null,null,"1999-02-10T20:30:00",2,10,21,3,"všední",-0.35,"","",0,{"$f":"IF($K994=\"\",0,$K994/3600*1.2*1010*($L$1-(M$11/100*($L$1-$I994)+$I994)))","v":0},0,0,0,0,0,-0.2]
[null,null,"1999-02-10T21:30:00",2,10,22,3,"všední",-0.7,"","",0,0,0,0,0,0,0,-0.5]
[null,null,"1999-02-10T22:30:00",2,10,23,3,"všední",-1.05,"","",0,0,0,0,0,0,0,-0.9]
[null,null,"1999-02-10T23:30:00",2,10,24,3,"všední",-1.4,"","",0,0,0,0,0,0,0,-1.2]
[null,null,"1999-02-11T00:30:00",2,11,1,4,"všední",-1.7,"","",0,0,0,0,0,0,0,-1.6]
[null,null,"1999-02-11T01:30:00",2,11,{"$f":"F975","v":2},4,"všední",-1.95,"","",0,0,0,0,0,0,0,-1.8]
[null,null,"1999-02-11T02:30:00",2,11,3,4,"všední",-2.2000000000000002,"","",0,0,0,0,0,0,0,-2.1]
[null,null,"1999-02-11T03:30:00",2,11,4,4,"všední",-2.6,"","",0,0,0,0,0,0,0,-2.2999999999999998]
[null,null,"1999-02-11T04:30:00",2,11,5,4,"všední",-3.2,"","",0,0,0,0,0,0,0,-2.9]
[null,null,"1999-02-11T05:30:00",2,11,6,4,"všední",-3.6,"","",0,0,0,0,0,0,0,-3.5]
[null,null,"1999-02-11T06:30:00",2,11,7,4,"všední",-4.1500000000000004,"","",0,{"$f":"IF($K1004=\"\",0,$K1004/3600*1.2*1010*($L$1-(M$11/100*($L$1-$I1004)+$I1004)))","v":0},0,0,0,0,0,-3.7]
[null,null,"1999-02-11T07:30:00",2,11,8,4,"všední",-4.5999999999999996,-4.5999999999999996,324,2901.5280000000002,1450.7639999999999,1160.6111999999998,957.50423999999964,580.30560000000003,290.15279999999962,0,-4.5999999999999996]
[null,null,"1999-02-11T08:30:00",2,11,9,4,"všední",-4.25,-4.25,324,2863.35,1431.675,1145.3399999999999,944.90549999999973,572.66999999999996,286.33499999999998,0,-4.5999999999999996]
[null,null,"1999-02-11T09:30:00",2,11,10,4,"všední",-3.7,-3.7,324,2803.3559999999998,1401.6780000000001,1121.3424,925.10747999999978,560.67119999999966,280.3356,0,-3.9]
[null,null,"1999-02-11T10:30:00",2,11,11,4,"všední",-2.85,-2.85,324,2710.6379999999999,1355.319,1084.2551999999998,894.51053999999954,542.12759999999992,271.06379999999996,0,-3.5]
[null,null,"1999-02-11T11:30:00",2,11,12,4,"všední",-2.2999999999999998,-2.2999999999999998,324,2650.6440000000002,1325.3219999999999,1060.2575999999999,874.71251999999981,530.12879999999996,265.06439999999998,0,-2.2000000000000002]
[null,null,"1999-02-11T12:30:00",2,11,13,4,"všední",-2,-2,324,2617.92,1308.96,1047.1680000000001,863.91359999999975,523.58399999999972,261.79199999999986,0,-2.4]
[null,null,"1999-02-11T13:30:00",2,11,14,4,"všední",-1.8,"","",0,0,0,0,0,0,0,-1.6]
[null,null,"1999-02-11T14:30:00",2,11,15,4,"všední",-2,"","",0,0,0,0,0,0,0,-2]
[null,null,"1999-02-11T15:30:00",2,11,16,4,"všední",-2.8,"","",0,0,0,0,0,0,0,-2]
[null,null,"1999-02-11T16:30:00",2,11,17,4,"všední",-4.25,"","",0,{"$f":"IF($K1014=\"\",0,$K1014/3600*1.2*1010*($L$1-(M$11/100*($L$1-$I1014)+$I1014)))","v":0},0,0,0,0,0,-3.6]
[null,null,"1999-02-11T17:30:00",2,11,18,4,"všední",-5.25,"","",0,0,0,0,0,0,0,-4.9000000000000004]
[null,null,"1999-02-11T18:30:00",2,11,19,4,"všední",-5.5,"","",0,0,0,0,0,0,0,-5.6]
[null,null,"1999-02-11T19:30:00",2,11,20,4,"všední",-5.9,"","",0,0,0,0,0,0,0,-5.4]
[null,null,"1999-02-11T20:30:00",2,11,21,4,"všední",-6.95,"","",0,0,0,0,0,0,0,-6.4]
[null,null,"1999-02-11T21:30:00",2,11,22,4,"všední",-6.45,"","",0,0,0,0,0,0,0,-7.5]
[null,null,"1999-02-11T22:30:00",2,11,23,4,"všední",-4.3,"","",0,0,0,0,0,0,0,-5.4]
[null,null,"1999-02-11T23:30:00",2,11,24,4,"všední",-2.15,"","",0,0,0,0,0,0,0,-3.2]
[null,null,"1999-02-12T00:30:00",2,12,1,5,"všední",-2.2000000000000002,"","",0,0,0,0,0,0,0,-1.1000000000000001]
[null,null,"1999-02-12T01:30:00",2,12,2,5,"všední",-4.3499999999999996,"","",0,0,0,0,0,0,0,-3.3]
[null,null,"1999-02-12T02:30:00",2,12,3,5,"všední",-6.5,"","",0,{"$f":"IF($K1024=\"\",0,$K1024/3600*1.2*1010*($L$1-(M$11/100*($L$1-$I1024)+$I1024)))","v":0},0,0,0,0,0,-5.4]
[null,null,"1999-02-12T03:30:00",2,12,4,5,"všední",-7.3,"","",0,0,0,0,0,0,0,-7.6]
[null,null,"1999-02-12T04:30:00",2,12,5,5,"všední",-7.2,"","",0,0,0,0,0,0,0,-7]
[null,null,"1999-02-12T05:30:00",2,12,6,5,"všední",-7.8,"","",0,0,0,0,0,0,0,-7.4]
[null,null,"1999-02-12T06:30:00",2,12,7,5,"všední",-8.6999999999999993,"","",0,0,0,0,0,0,0,-8.1999999999999993]
[null,null,"1999-02-12T07:30:00",2,12,8,5,"všední",-8.5500000000000007,-8.5500000000000007,324,3332.3940000000002,1666.1970000000001,1332.9576000000002,1099.6900199999998,666.47879999999998,333.23939999999999,0,-9.1999999999999993]
[null,null,"1999-02-12T08:30:00",2,12,9,5,"všední",-6.95,-6.95,324,3157.866,1578.9330000000002,1263.1464000000001,1042.0957799999999,631.57319999999993,315.78659999999996,0,-7.9]
[null,null,"1999-02-12T09:30:00",2,12,10,5,"všední",-4.3,-4.3,324,2868.8040000000001,1434.4019999999998,1147.5216,946.7053199999998,573.76079999999979,286.8803999999999,0,-6]
[null,null,"1999-02-12T10:30:00",2,12,11,5,"všední",-2.1,-2.1,324,2628.828,1314.4139999999998,1051.5311999999999,867.51323999999977,525.76560000000006,262.88280000000003,0,-2.6]
[null,null,"1999-02-12T11:30:00",2,12,12,5,"všední",-0.7,-0.7,324,2476.116,1238.058,990.44640000000004,817.11827999999991,495.22319999999991,247.61159999999995,0,-1.6]
[null,null,"1999-02-12T12:30:00",2,12,13,5,"všední",-0.4,-0.4,324,2443.3919999999998,{"$f":"IF($K1034=\"\",0,$K1034/3600*1.2*1010*($L$1-(M$11/100*($L$1-$I1034)+$I1034)))","v":1221.6960000000001},977.35680000000002,806.31936000000007,488.67840000000001,244.33919999999983,0,0.2]
[null,null,"1999-02-12T13:30:00",2,12,14,5,"všední",-0.6,"","",0,0,0,0,0,0,0,-1]
[null,null,"1999-02-12T14:30:00",2,12,15,5,"všední",-0.3,"","",0,0,0,0,0,0,0,-0.2]
[null,null,"1999-02-12T15:30:00",2,12,16,5,"všední",-1.1000000000000001,"","",0,0,0,0,0,0,0,-0.4]
[null,null,"1999-02-12T16:30:00",2,12,17,5,"všední",-2.1,"","",{"$f":"IF($K1038=\"\",0,$K1038/3600*1.2*1010*($L$1-(L$11*($L$1-$I1038)+$I1038)))","v":0},0,0,0,0,0,0,-1.8]
[null,null,{"$f":"C1038+1/24","v":"1999-02-12T17:30:00"},2,12,18,{"$f":"WEEKDAY(C1039-1)","v":5},{"$f":"IF(G1039=6,\"víkend\",IF(G1039=7,\"víkend\",\"všední\"))","v":"všední"},-3.65,{"$f":"+IF(K1039=\"\",\"\",I1039)","v":""},"",0,0,0,0,0,0,0,-2.4]
[null,null,"1999-02-12T18:30:00",2,12,19,5,"všední",-5.35,"","",0,0,0,0,0,0,0,-4.9000000000000004]
[null,null,"1999-02-12T19:30:00",2,12,20,5,"všední",-5.7,"","",0,0,0,0,0,0,0,-5.8]
[null,null,"1999-02-12T20:30:00",2,12,21,5,"všední",-5.6,"","",0,0,0,0,0,0,0,-5.6]
[null,null,"1999-02-12T21:30:00",2,12,22,5,"všední",-5.6,"","",0,0,0,0,0,0,0,-5.6]
[null,null,"1999-02-12T22:30:00",2,12,23,5,"všední",-5.55,"","",0,{"$f":"IF($K1044=\"\",0,$K1044/3600*1.2*1010*($L$1-(M$11/100*($L$1-$I1044)+$I1044)))","v":0},0,0,0,0,0,-5.6]
[null,null,"1999-02-12T23:30:00",2,12,24,5,"všední",-5.5,"","",0,0,0,0,0,0,0,-5.5]
[null,null,"1999-02-13T00:30:00",2,13,1,6,"víkend",-5.45,"",{"$f":"IF(H1046=\"víkend\",\"\",IF(I1046>$N$1,\"\",IF(OR(F1046<$E$5,F1046>$E$6),\"\",$L$4)))","v":""},0,0,0,0,0,0,0,-5.5]
[null,null,"1999-02-13T01:30:00",2,13,2,6,"víkend",-5.4,"","",0,0,0,0,0,0,0,-5.4]
[null,null,"1999-02-13T02:30:00",2,13,3,6,"víkend",-5.35,"","",0,0,0,0,0,0,0,-5.4]
[null,null,"1999-02-13T03:30:00",2,13,4,6,"víkend",-5.35,"","",0,0,0,0,0,0,0,-5.3]
[null,null,"1999-02-13T04:30:00",2,13,5,6,"víkend",-5.5,"","",0,0,0,0,0,0,0,-5.4]
[null,null,"1999-02-13T05:30:00",2,13,6,6,"víkend",-5.5,"","",0,0,0,0,0,0,0,-5.6]
[null,null,"1999-02-13T06:30:00",2,13,7,6,"víkend",-5.3,"","",0,0,0,0,0,0,0,-5.4]
[null,null,"1999-02-13T07:30:00",2,13,8,6,"víkend",-5.05,"","",0,0,0,0,0,0,0,-5.2]
[null,null,"1999-02-13T08:30:00",2,13,9,6,"víkend",-4.75,"","",0,{"$f":"IF($K1054=\"\",0,$K1054/3600*1.2*1010*($L$1-(M$11/100*($L$1-$I1054)+$I1054)))","v":0},0,0,0,0,0,-4.9000000000000004]
[null,null,"1999-02-13T09:30:00",2,13,10,6,"víkend",-4.3,"","",0,0,0,0,0,0,0,-4.5999999999999996]
[null,null,"1999-02-13T10:30:00",2,13,11,6,"víkend",-3.75,"","",0,0,0,0,0,0,0,-4]
[null,null,"1999-02-13T11:30:00",2,13,12,6,"víkend",-3.35,"","",0,0,0,0,0,0,0,-3.5]
[null,null,"1999-02-13T12:30:00",2,13,13,6,"víkend",-3.2,"","",0,0,0,0,0,0,0,-3.2]
[null,null,"1999-02-13T13:30:00",2,13,14,6,"víkend",-3.2,"","",0,0,0,0,0,0,0,-3.2]
[null,null,"1999-02-13T14:30:00",2,13,15,6,"víkend",-3.4,"","",0,0,0,0,0,0,0,-3.2]
[null,null,"1999-02-13T15:30:00",2,13,16,6,"víkend",-3.9,"","",0,0,0,0,0,0,0,-3.6]
[null,null,"1999-02-13T16:30:00",2,13,17,6,"víkend",-4.5999999999999996,"","",0,0,0,0,0,0,0,-4.2]
[null,null,"1999-02-13T17:30:00",2,13,{"$f":"F1039","v":18},6,"víkend",-5.25,"","",0,0,0,0,0,0,0,-5]
[null,null,"1999-02-13T18:30:00",2,13,19,6,"víkend",-5.5,"","",0,{"$f":"IF($K1064=\"\",0,$K1064/3600*1.2*1010*($L$1-(M$11/100*($L$1-$I1064)+$I1064)))","v":0},0,0,0,0,0,-5.5]
[null,null,"1999-02-13T19:30:00",2,13,20,6,"víkend",-5.9,"","",0,0,0,0,0,0,0,-5.5]
[null,null,"1999-02-13T20:30:00",2,13,21,6,"víkend",-6.6,"","",0,0,0,0,0,0,0,-6.3]
[null,null,"1999-02-13T21:30:00",2,13,22,6,"víkend",-6.85,"","",0,0,0,0,0,0,0,-6.9]
[null,null,"1999-02-13T22:30:00",2,13,23,6,"víkend",-6.8,"","",0,0,0,0,0,0,0,-6.8]
[null,null,"1999-02-13T23:30:00",2,13,24,6,"víkend",-6.75,"","",0,0,0,0,0,0,0,-6.8]
[null,null,"1999-02-14T00:30:00",2,14,1,7,"víkend",-6.6,"","",0,0,0,0,0,0,0,-6.7]
[null,null,"1999-02-14T01:30:00",2,14,2,7,"víkend",-6.4,"","",0,0,0,0,0,0,0,-6.5]
[null,null,"1999-02-14T02:30:00",2,14,3,7,"víkend",-6.2,"","",0,0,0,0,0,0,0,-6.3]
[null,null,"1999-02-14T03:30:00",2,14,4,7,"víkend",-6,"","",0,0,0,0,0,0,0,-6.1]
[null,null,"1999-02-14T04:30:00",2,14,5,7,"víkend",-5.85,"","",0,{"$f":"IF($K1074=\"\",0,$K1074/3600*1.2*1010*($L$1-(M$11/100*($L$1-$I1074)+$I1074)))","v":0},0,0,0,0,0,-5.9]
[null,null,"1999-02-14T05:30:00",2,14,6,7,"víkend",-6.15,"","",0,0,0,0,0,0,0,-5.8]
[null,null,"1999-02-14T06:30:00",2,14,7,7,"víkend",-6.35,"","",0,0,0,0,0,0,0,-6.5]
[null,null,"1999-02-14T07:30:00",2,14,8,7,"víkend",-6,"","",0,0,0,0,0,0,0,-6.2]
[null,null,"1999-02-14T08:30:00",2,14,9,7,"víkend",-5.35,"","",0,0,0,0,0,0,0,-5.8]
[null,null,"1999-02-14T09:30:00",2,14,10,7,"víkend",-4.5,"","",0,0,0,0,0,0,0,-4.9000000000000004]
[null,null,"1999-02-14T10:30:00",2,14,11,7,"víkend",-4.05,"","",0,0,0,0,0,0,0,-4.0999999999999996]
[null,null,"1999-02-14T11:30:00",2,14,12,7,"víkend",-4.5,"","",0,0,0,0,0,0,0,-4]
[null,null,"1999-02-14T12:30:00",2,14,13,7,"víkend",-5.2,"","",0,0,0,0,0,0,0,-5]
[null,null,"1999-02-14T13:30:00",2,14,14,7,"víkend",-5.0999999999999996,"","",0,0,0,0,0,0,0,-5.4]
[null,null,"1999-02-14T14:30:00",2,14,15,7,"víkend",-5.25,"","",0,{"$f":"IF($K1084=\"\",0,$K1084/3600*1.2*1010*($L$1-(M$11/100*($L$1-$I1084)+$I1084)))","v":0},0,0,0,0,0,-4.8]
[null,null,"1999-02-14T15:30:00",2,14,16,7,"víkend",-6.25,"","",0,0,0,0,0,0,0,-5.7]
[null,null,"1999-02-14T16:30:00",2,14,17,7,"víkend",-7.3,"","",0,0,0,0,0,0,0,-6.8]
[null,null,"1999-02-14T17:30:00",2,14,18,7,"víkend",-8.6999999999999993,"","",0,0,0,0,0,0,0,-7.8]
[null,null,"1999-02-14T18:30:00",2,14,19,7,"víkend",-9.8000000000000007,"","",0,0,0,0,0,0,0,-9.6]
[null,null,"1999-02-14T19:30:00",2,14,20,7,"víkend",-9.85,"","",0,0,0,0,0,0,0,-10]
[null,null,"1999-02-14T20:30:00",2,14,21,7,"víkend",-9.35,"","",0,0,0,0,0,0,0,-9.6999999999999993]
[null,null,"1999-02-14T21:30:00",2,14,22,7,"víkend",-8.9,"","",0,0,0,0,0,0,0,-9]
[null,null,"1999-02-14T22:30:00",2,14,23,7,"víkend",-8.65,"","",0,0,0,0,0,0,0,-8.8000000000000007]
[null,null,"1999-02-14T23:30:00",2,14,24,7,"víkend",-8.4,"","",0,0,0,0,0,0,0,-8.5]
[null,null,"1999-02-15T00:30:00",2,15,1,1,"všední",-8.25,"","",0,{"$f":"IF($K1094=\"\",0,$K1094/3600*1.2*1010*($L$1-(M$11/100*($L$1-$I1094)+$I1094)))","v":0},0,0,0,0,0,-8.3000000000000007]
[null,null,"1999-02-15T01:30:00",2,15,2,1,"všední",-8.1999999999999993,"","",0,0,0,0,0,0,0,-8.1999999999999993]
[null,null,"1999-02-15T02:30:00",2,15,3,1,"všední",-8.15,"","",0,0,0,0,0,0,0,-8.1999999999999993]
[null,null,"1999-02-15T03:30:00",2,15,4,1,"všední",-8,"","",0,0,0,0,0,0,0,-8.1]
[null,null,"1999-02-15T04:30:00",2,15,5,1,"všední",-7.8,"","",0,0,0,0,0,0,0,-7.9]
[null,null,"1999-02-15T05:30:00",2,15,6,1,"všední",-7.55,"","",0,0,0,0,0,0,0,-7.7]
[null,null,"1999-02-15T06:30:00",2,15,7,1,"všední",-7.65,"","",0,0,0,0,0,0,0,-7.4]
[null,null,"1999-02-15T07:30:00",2,15,8,1,"všední",-6.85,-6.85,324,3146.9580000000001,1573.4789999999998,1258.7832000000001,1038.4961399999995,629.39159999999958,314.69579999999979,0,-7.9]
[null,null,"1999-02-15T08:30:00",2,15,9,1,"všední",-5.6,-5.6,324,{"$f":"IF($K1102=\"\",0,$K1102/3600*1.2*1010*($L$1-(L$11*($L$1-$I1102)+$I1102)))","v":3010.6080000000002},1505.3039999999999,1204.2432000000001,993.50063999999986,602.1215999999996,301.0607999999998,0,-5.8]
[null,null,{"$f":"C1102+1/24","v":"1999-02-15T09:30:00"},2,15,10,{"$f":"WEEKDAY(C1103-1)","v":1},{"$f":"IF(G1103=6,\"víkend\",IF(G1103=7,\"víkend\",\"všední\"))","v":"všední"},-4.2,{"$f":"+IF(K1103=\"\",\"\",I1103)","v":-4.2},324,2857.8959999999997,1428.9480000000001,1143.1584,943.10567999999967,571.57919999999979,285.78960000000012,0,-5.4]
[null,null,"1999-02-15T10:30:00",2,15,11,1,"všední",-2.6,-2.6,324,2683.3679999999999,{"$f":"IF($K1104=\"\",0,$K1104/3600*1.2*1010*($L$1-(M$11/100*($L$1-$I1104)+$I1104)))","v":1341.684},1073.3471999999999,885.51143999999965,536.67359999999974,268.3368000000001,0,-3]
[null,null,"1999-02-15T11:30:00",2,15,12,1,"všední",-2,-2,324,2617.92,1308.96,1047.1680000000001,863.91359999999975,523.58399999999972,261.79199999999986,0,-2.2000000000000002]
[null,null,"1999-02-15T12:30:00",2,15,13,1,"všední",-1.25,-1.25,324,2536.11,1268.0550000000001,1014.4440000000001,836.91629999999998,507.22199999999981,253.6109999999999,0,-1.8]
[null,null,"1999-02-15T13:30:00",2,15,14,1,"všední",-0.9,"","",0,0,0,0,0,0,0,-0.7]
[null,null,"1999-02-15T14:30:00",2,15,15,1,"všední",-1.25,"","",0,0,0,0,0,0,0,-1.1000000000000001]
[null,null,"1999-02-15T15:30:00",2,15,16,1,"všední",-1.6,"","",0,0,0,0,0,0,0,-1.4]
[null,null,"1999-02-15T16:30:00",2,15,17,1,"všední",-2.0499999999999998,"",{"$f":"IF(H1110=\"víkend\",\"\",IF(I1110>$N$1,\"\",IF(OR(F1110<$E$5,F1110>$E$6),\"\",$L$4)))","v":""},0,0,0,0,0,0,0,-1.8]
[null,null,"1999-02-15T17:30:00",2,15,18,1,"všední",-2.4,"","",0,0,0,0,0,0,0,-2.2999999999999998]
[null,null,"1999-02-15T18:30:00",2,15,19,1,"všední",-2.6,"","",0,0,0,0,0,0,0,-2.5]
[null,null,"1999-02-15T19:30:00",2,15,20,1,"všední",-2.8,"","",0,0,0,0,0,0,0,-2.7]
[null,null,"1999-02-15T20:30:00",2,15,21,1,"všední",-2.9,"","",0,{"$f":"IF($K1114=\"\",0,$K1114/3600*1.2*1010*($L$1-(M$11/100*($L$1-$I1114)+$I1114)))","v":0},0,0,0,0,0,-2.9]
[null,null,"1999-02-15T21:30:00",2,15,22,1,"všední",-3.1,"","",0,0,0,0,0,0,0,-2.9]
[null,null,"1999-02-15T22:30:00",2,15,23,1,"všední",-3.45,"","",0,0,0,0,0,0,0,-3.3]
[null,null,"1999-02-15T23:30:00",2,15,24,1,"všední",-3.8,"","",0,0,0,0,0,0,0,-3.6]
[null,null,"1999-02-16T00:30:00",2,16,1,2,"všední",-3.95,"","",0,0,0,0,0,0,0,-4]
[null,null,"1999-02-16T01:30:00",2,16,2,2,"všední",-3.85,"","",0,0,0,0,0,0,0,-3.9]
[null,null,"1999-02-16T02:30:00",2,16,3,2,"všední",-3.75,"","",0,0,0,0,0,0,0,-3.8]
[null,null,"1999-02-16T03:30:00",2,16,4,2,"všední",-3.55,"","",0,0,0,0,0,0,0,-3.7]
[null,null,"1999-02-16T04:30:00",2,16,5,2,"všední",-3.35,"","",0,0,0,0,0,0,0,-3.4]
[null,null,"1999-02-16T05:30:00",2,16,6,2,"všední",-3,"","",0,0,0,0,0,0,0,-3.3]
[null,null,"1999-02-16T06:30:00",2,16,7,2,"všední",-2.35,"","",0,{"$f":"IF($K1124=\"\",0,$K1124/3600*1.2*1010*($L$1-(M$11/100*($L$1-$I1124)+$I1124)))","v":0},0,0,0,0,0,-2.7]
[null,null,"1999-02-16T07:30:00",2,16,8,2,"všední",-1.45,-1.45,324,2557.9259999999999,1278.963,1023.1704000000001,844.1155799999998,511.58519999999976,255.79259999999988,0,-2]
[null,null,"1999-02-16T08:30:00",2,16,9,2,"všední",-0.4,-0.4,324,2443.3919999999998,1221.6960000000001,977.35680000000002,806.31936000000007,488.67840000000001,244.33919999999983,0,-0.9]
[null,null,"1999-02-16T09:30:00",2,16,{"$f":"F1103","v":10},2,"všední",0.6,0.6,324,2334.3119999999999,1167.1560000000002,933.72480000000019,770.32296000000008,466.86239999999975,233.43120000000005,0,0.1]
[null,null,"1999-02-16T10:30:00",2,16,11,2,"všední",0.8,0.8,324,2312.4960000000001,1156.248,924.99840000000006,763.12367999999981,462.4991999999998,231.2496000000001,0,1.1000000000000001]
[null,null,"1999-02-16T11:30:00",2,16,12,2,"všední",0.2,0.2,324,2377.944,1188.972,951.1776000000001,784.72151999999994,475.58879999999994,237.79439999999997,0,0.5]
[null,null,"1999-02-16T12:30:00",2,16,13,2,"všední",-0.15,-0.15,324,2416.1219999999998,1208.0610000000001,966.44880000000012,797.32025999999996,483.22439999999995,241.61219999999997,0,-0.1]
[null,null,"1999-02-16T13:30:00",2,16,14,2,"všední",-0.3,"","",0,0,0,0,0,0,0,-0.2]
[null,null,"1999-02-16T14:30:00",2,16,15,2,"všední",-0.9,"","",0,0,0,0,0,0,0,-0.4]
[null,null,"1999-02-16T15:30:00",2,16,16,2,"všední",-1.65,"","",0,0,0,0,0,0,0,-1.4]
[null,null,"1999-02-16T16:30:00",2,16,17,2,"všední",-1.85,"","",0,{"$f":"IF($K1134=\"\",0,$K1134/3600*1.2*1010*($L$1-(M$11/100*($L$1-$I1134)+$I1134)))","v":0},0,0,0,0,0,-1.9]
[null,null,"1999-02-16T17:30:00",2,16,18,2,"všední",-1.9,"","",0,0,0,0,0,0,0,-1.8]
[null,null,"1999-02-16T18:30:00",2,16,19,2,"všední",-2.15,"","",0,0,0,0,0,0,0,-2]
[null,null,"1999-02-16T19:30:00",2,16,20,2,"všední",-2.5,"","",0,0,0,0,0,0,0,-2.2999999999999998]
[null,null,"1999-02-16T20:30:00",2,16,21,2,"všední",-2.85,"","",0,0,0,0,0,0,0,-2.7]
[null,null,"1999-02-16T21:30:00",2,16,22,2,"všední",-3,"","",0,0,0,0,0,0,0,-3]
[null,null,"1999-02-16T22:30:00",2,16,23,2,"všední",-2.95,"","",0,0,0,0,0,0,0,-3]
[null,null,"1999-02-16T23:30:00",2,16,24,2,"všední",-2.9,"","",0,0,0,0,0,0,0,-2.9]
[null,null,"1999-02-17T00:30:00",2,17,1,3,"všední",-2.85,"","",0,0,0,0,0,0,0,-2.9]
[null,null,"1999-02-17T01:30:00",2,17,2,3,"všední",-2.8,"","",0,0,0,0,0,0,0,-2.8]
[null,null,"1999-02-17T02:30:00",2,17,3,3,"všední",-2.75,"","",0,{"$f":"IF($K1144=\"\",0,$K1144/3600*1.2*1010*($L$1-(M$11/100*($L$1-$I1144)+$I1144)))","v":0},0,0,0,0,0,-2.8]
[null,null,"1999-02-17T03:30:00",2,17,4,3,"všední",-2.7,"","",0,0,0,0,0,0,0,-2.7]
[null,null,"1999-02-17T04:30:00",2,17,5,3,"všední",-2.7,"","",0,0,0,0,0,0,0,-2.7]
[null,null,"1999-02-17T05:30:00",2,17,6,3,"všední",-2.7,"","",0,0,0,0,0,0,0,-2.7]
[null,null,"1999-02-17T06:30:00",2,17,7,3,"všední",-2.75,"","",0,0,0,0,0,0,0,-2.7]
[null,null,"1999-02-17T07:30:00",2,17,8,3,"všední",-2.6,-2.6,324,2683.3679999999999,1341.684,1073.3471999999999,885.51143999999965,536.67359999999974,268.3368000000001,0,-2.8]
[null,null,"1999-02-17T08:30:00",2,17,9,3,"všední",-1.6,-1.6,324,2574.288,1287.1439999999998,1029.7151999999999,849.51503999999977,514.85759999999982,257.42879999999991,0,-2.4]
[null,null,"1999-02-17T09:30:00",2,17,10,3,"všední",-0.2,-0.2,324,2421.576,1210.788,968.63040000000012,799.1200799999998,484.31519999999972,242.15759999999986,0,-0.8]
[null,null,"1999-02-17T10:30:00",2,17,11,3,"všední",0.15,0.15,324,2383.3980000000001,1191.6989999999998,953.35919999999976,786.52133999999978,476.67960000000011,238.33979999999985,0,0.4]
[null,null,"1999-02-17T11:30:00",2,17,12,3,"všední",-0.1,-0.1,324,2410.6680000000001,1205.3339999999998,964.2672,795.52043999999967,482.13359999999977,241.06680000000009,0,-0.1]
[null,null,"1999-02-17T12:30:00",2,17,13,3,"všední",-0.05,-0.05,324,2405.2139999999999,{"$f":"IF($K1154=\"\",0,$K1154/3600*1.2*1010*($L$1-(M$11/100*($L$1-$I1154)+$I1154)))","v":1202.607},962.0856,793.72061999999983,481.0428,240.5213999999998,0,-0.1]
[null,null,"1999-02-17T13:30:00",2,17,14,3,"všední",0,"","",0,0,0,0,0,0,0,0]
[null,null,"1999-02-17T14:30:00",2,17,15,3,"všední",0,"","",0,0,0,0,0,0,0,0]
[null,null,"1999-02-17T15:30:00",2,17,16,3,"všední",-0.55000000000000004,"","",0,0,0,0,0,0,0,0]
[null,null,"1999-02-17T16:30:00",2,17,17,3,"všední",-1.9,"","",0,0,0,0,0,0,0,-1.1000000000000001]
[null,null,"1999-02-17T17:30:00",2,17,18,3,"všední",-3,"","",0,0,0,0,0,0,0,-2.7]
[null,null,"1999-02-17T18:30:00",2,17,19,3,"všední",-3.35,"","",0,0,0,0,0,0,0,-3.3]
[null,null,"1999-02-17T19:30:00",2,17,20,3,"všední",-3.95,"","",0,0,0,0,0,0,0,-3.4]
[null,null,"1999-02-17T20:30:00",2,17,21,3,"všední",-5,"","",0,0,0,0,0,0,0,-4.5]
[null,null,"1999-02-17T21:30:00",2,17,22,3,"všední",-5.9,"","",0,0,0,0,0,0,0,-5.5]
[null,null,"1999-02-17T22:30:00",2,17,23,3,"všední",-6.65,"","",0,{"$f":"IF($K1164=\"\",0,$K1164/3600*1.2*1010*($L$1-(M$11/100*($L$1-$I1164)+$I1164)))","v":0},0,0,0,0,0,-6.3]
[null,null,"1999-02-17T23:30:00",2,17,24,3,"všední",-7.4,"","",0,0,0,0,0,0,0,-7]
[null,null,"1999-02-18T00:30:00",2,18,1,4,"všední",-8,"","",{"$f":"IF($K1166=\"\",0,$K1166/3600*1.2*1010*($L$1-(L$11*($L$1-$I1166)+$I1166)))","v":0},0,0,0,0,0,0,-7.8]
[null,null,{"$f":"C1166+1/24","v":"1999-02-18T01:30:00"},2,18,2,{"$f":"WEEKDAY(C1167-1)","v":4},{"$f":"IF(G1167=6,\"víkend\",IF(G1167=7,\"víkend\",\"všední\"))","v":"všední"},-8.4,{"$f":"+IF(K1167=\"\",\"\",I1167)","v":""},"",0,0,0,0,0,0,0,-8.1999999999999993]
[null,null,"1999-02-18T02:30:00",2,18,3,4,"všední",-8.8000000000000007,"","",0,0,0,0,0,0,0,-8.6]
[null,null,"1999-02-18T03:30:00",2,18,4,4,"všední",-9.35,"","",0,0,0,0,0,0,0,-9]
[null,null,"1999-02-18T04:30:00",2,18,5,4,"všední",-9.15,"","",0,0,0,0,0,0,0,-9.6999999999999993]
[null,null,"1999-02-18T05:30:00",2,18,6,4,"všední",-8.4,"","",0,0,0,0,0,0,0,-8.6]
[null,null,"1999-02-18T06:30:00",2,18,7,4,"všední",-7.55,"","",0,0,0,0,0,0,0,-8.1999999999999993]
[null,null,"1999-02-18T07:30:00",2,18,8,4,"všední",-6.55,-6.55,324,3114.2339999999999,1557.1169999999997,1245.6936000000001,1027.6972199999998,622.84679999999969,311.42340000000002,0,-6.9]
[null,null,"1999-02-18T08:30:00",2,18,9,4,"všední",-5.5,-5.5,{"$f":"IF(H1174=\"víkend\",\"\",IF(I1174>$N$1,\"\",IF(OR(F1174<$E$5,F1174>$E$6),\"\",$L$4)))","v":324},2999.7,{"$f":"IF($K1174=\"\",0,$K1174/3600*1.2*1010*($L$1-(M$11/100*($L$1-$I1174)+$I1174)))","v":1499.85},1199.8799999999999,989.90099999999995,599.93999999999994,299.96999999999997,0,-6.2]
[null,null,"1999-02-18T09:30:00",2,18,10,4,"všední",-4,-4,324,2836.08,1418.04,1134.432,935.90639999999985,567.21599999999989,283.60799999999978,0,-4.8]
[null,null,"1999-02-18T10:30:00",2,18,11,4,"všední",-1.95,-1.95,324,2612.4659999999999,1306.2329999999999,1044.9864,862.11377999999968,522.49319999999989,261.24659999999994,0,-3.2]
[null,null,"1999-02-18T11:30:00",2,18,12,4,"všední",0.35,0.35,324,2361.5819999999999,1180.7910000000002,944.6328000000002,779.32206000000008,472.31639999999982,236.15819999999991,0,-0.7]
[null,null,"1999-02-18T12:30:00",2,18,13,4,"všední",1.7,1.7,324,2214.3240000000001,1107.162,885.72960000000012,730.72691999999995,442.86479999999983,221.43240000000011,0,1.4]
[null,null,"1999-02-18T13:30:00",2,18,14,4,"všední",2.1,"","",0,0,0,0,0,0,0,2]
[null,null,"1999-02-18T14:30:00",2,18,15,4,"všední",2,"","",0,0,0,0,0,0,0,2.2000000000000002]
[null,null,"1999-02-18T15:30:00",2,18,16,4,"všední",1.45,"","",0,0,0,0,0,0,0,1.8]
[null,null,"1999-02-18T16:30:00",2,18,17,4,"všední",1,"","",0,0,0,0,0,0,0,1.1000000000000001]
[null,null,"1999-02-18T17:30:00",2,18,18,4,"všední",0.7,"","",0,0,0,0,0,0,0,0.9]
[null,null,"1999-02-18T18:30:00",2,18,19,4,"všední",-0.05,"","",0,{"$f":"IF($K1184=\"\",0,$K1184/3600*1.2*1010*($L$1-(M$11/100*($L$1-$I1184)+$I1184)))","v":0},0,0,0,0,0,0.5]
[null,null,"1999-02-18T19:30:00",2,18,20,4,"všední",-0.3,"","",0,0,0,0,0,0,0,-0.6]
[null,null,"1999-02-18T20:30:00",2,18,21,4,"všední",-0.3,"","",0,0,0,0,0,0,0,0]
[null,null,"1999-02-18T21:30:00",2,18,22,4,"všední",-1.05,"","",0,0,0,0,0,0,0,-0.6]
[null,null,"1999-02-18T22:30:00",2,18,23,4,"všední",-1.9,"","",0,0,0,0,0,0,0,-1.5]
[null,null,"1999-02-18T23:30:00",2,18,24,4,"všední",-2.75,"","",0,0,0,0,0,0,0,-2.2999999999999998]
[null,null,"1999-02-19T00:30:00",2,19,1,5,"všední",-3.65,"","",0,0,0,0,0,0,0,-3.2]
[null,null,"1999-02-19T01:30:00",2,19,{"$f":"F1167","v":2},5,"všední",-4.5,"","",0,0,0,0,0,0,0,-4.0999999999999996]
[null,null,"1999-02-19T02:30:00",2,19,3,5,"všední",-5.35,"","",0,0,0,0,0,0,0,-4.9000000000000004]
[null,null,"1999-02-19T03:30:00",2,19,4,5,"všední",-6.45,"","",0,0,0,0,0,0,0,-5.8]
[null,null,"1999-02-19T04:30:00",2,19,5,5,"všední",-7.45,"","",0,{"$f":"IF($K1194=\"\",0,$K1194/3600*1.2*1010*($L$1-(M$11/100*($L$1-$I1194)+$I1194)))","v":0},0,0,0,0,0,-7.1]
[null,null,"1999-02-19T05:30:00",2,19,6,5,"všední",-7.9,"","",0,0,0,0,0,0,0,-7.8]
[null,null,"1999-02-19T06:30:00",2,19,7,5,"všední",-8.0500000000000007,"","",0,0,0,0,0,0,0,-8]
[null,null,"1999-02-19T07:30:00",2,19,8,5,"všední",-7.2,-7.2,324,3185.136,1592.5680000000002,1274.0544,1051.0948799999999,637.02719999999999,318.51359999999977,0,-8.1]
[null,null,"1999-02-19T08:30:00",2,19,9,5,"všední",-5.4,-5.4,324,2988.7919999999999,1494.3960000000002,1195.5168000000003,986.30135999999993,597.7583999999996,298.8792000000002,0,-6.3]
[null,null,"1999-02-19T09:30:00",2,19,10,5,"všední",-3.45,-3.45,324,2776.0859999999998,1388.0430000000001,1110.4343999999999,916.10837999999978,555.21719999999993,277.6085999999998,0,-4.5]
[null,null,"1999-02-19T10:30:00",2,19,11,5,"všední",-1.4,-1.4,324,2552.4719999999998,1276.2360000000001,1020.9888000000001,842.31575999999995,510.49439999999998,255.24719999999999,0,-2.4]
[null,null,"1999-02-19T11:30:00",2,19,12,5,"všední",0.3,0.3,324,2367.0360000000001,1183.518,946.81439999999998,781.12187999999992,473.40719999999999,236.7035999999998,0,-0.4]
[null,null,"1999-02-19T12:30:00",2,19,13,5,"všední",1.75,1.75,324,2208.87,1104.4349999999999,883.548,728.92709999999988,441.77400000000006,220.88699999999983,0,1]
[null,null,"1999-02-19T13:30:00",2,19,14,5,"všední",2.65,"","",0,0,0,0,0,0,0,2.5]
[null,null,"1999-02-19T14:30:00",2,19,15,5,"všední",3.05,"","",0,{"$f":"IF($K1204=\"\",0,$K1204/3600*1.2*1010*($L$1-(M$11/100*($L$1-$I1204)+$I1204)))","v":0},0,0,0,0,0,2.8]
[null,null,"1999-02-19T15:30:00",2,19,16,5,"všední",2.5,"","",0,0,0,0,0,0,0,3.3]
[null,null,"1999-02-19T16:30:00",2,19,17,5,"všední",1,"","",0,0,0,0,0,0,0,1.7]
[null,null,"1999-02-19T17:30:00",2,19,18,5,"všední",-0.15,"","",0,0,0,0,0,0,0,0.3]
[null,null,"1999-02-19T18:30:00",2,19,19,5,"všední",-0.3,"","",0,0,0,0,0,0,0,-0.6]
[null,null,"1999-02-19T19:30:00",2,19,20,5,"všední",0.1,"","",0,0,0,0,0,0,0,0]
[null,null,"1999-02-19T20:30:00",2,19,21,5,"všední",0.1,"","",0,0,0,0,0,0,0,0.2]
[null,null,"1999-02-19T21:30:00",2,19,22,5,"všední",0,"","",0,0,0,0,0,0,0,0]
[null,null,"1999-02-19T22:30:00",2,19,23,5,"všední",-0.05,"","",0,0,0,0,0,0,0,0]
[null,null,"1999-02-19T23:30:00",2,19,24,5,"všední",-0.1,"","",0,0,0,0,0,0,0,-0.1]
[null,null,"1999-02-20T00:30:00",2,20,1,6,"víkend",-0.1,"","",0,{"$f":"IF($K1214=\"\",0,$K1214/3600*1.2*1010*($L$1-(M$11/100*($L$1-$I1214)+$I1214)))","v":0},0,0,0,0,0,-0.1]
[null,null,"1999-02-20T01:30:00",2,20,2,6,"víkend",-0.05,"","",0,0,0,0,0,0,0,-0.1]
[null,null,"1999-02-20T02:30:00",2,20,3,6,"víkend",0,"","",0,0,0,0,0,0,0,0]
[null,null,"1999-02-20T03:30:00",2,20,4,6,"víkend",-0.05,"","",0,0,0,0,0,0,0,0]
[null,null,"1999-02-20T04:30:00",2,20,5,6,"víkend",-0.05,"","",0,0,0,0,0,0,0,-0.1]
[null,null,"1999-02-20T05:30:00",2,20,6,6,"víkend",0.3,"","",0,0,0,0,0,0,0,0]
[null,null,"1999-02-20T06:30:00",2,20,7,6,"víkend",0.6,"","",0,0,0,0,0,0,0,0.6]
[null,null,"1999-02-20T07:30:00",2,20,8,6,"víkend",1.25,"","",0,0,0,0,0,0,0,0.6]
[null,null,"1999-02-20T08:30:00",2,20,9,6,"víkend",2.15,"","",0,0,0,0,0,0,0,1.9]
[null,null,"1999-02-20T09:30:00",2,20,10,6,"víkend",3.35,"","",0,0,0,0,0,0,0,2.4]
[null,null,"1999-02-20T10:30:00",2,20,11,6,"víkend",5.25,"","",0,{"$f":"IF($K1224=\"\",0,$K1224/3600*1.2*1010*($L$1-(M$11/100*($L$1-$I1224)+$I1224)))","v":0},0,0,0,0,0,4.3]
[null,null,"1999-02-20T11:30:00",2,20,12,6,"víkend",7.2,"","",0,0,0,0,0,0,0,6.2]
[null,null,"1999-02-20T12:30:00",2,20,13,6,"víkend",8.35,"","",0,0,0,0,0,0,0,8.1999999999999993]
[null,null,"1999-02-20T13:30:00",2,20,14,6,"víkend",8.35,"","",0,0,0,0,0,0,0,8.5]
[null,null,"1999-02-20T14:30:00",2,20,15,6,"víkend",8,"","",0,0,0,0,0,0,0,8.1999999999999993]
[null,null,"1999-02-20T15:30:00",2,20,16,6,"víkend",7.05,"","",0,0,0,0,0,0,0,7.8]
[null,null,"1999-02-20T16:30:00",2,20,17,6,"víkend",5.75,"","",{"$f":"IF($K1230=\"\",0,$K1230/3600*1.2*1010*($L$1-(L$11*($L$1-$I1230)+$I1230)))","v":0},0,0,0,0,0,0,6.3]
[null,null,{"$f":"C1230+1/24","v":"1999-02-20T17:30:00"},2,20,18,{"$f":"WEEKDAY(C1231-1)","v":6},{"$f":"IF(G1231=6,\"víkend\",IF(G1231=7,\"víkend\",\"všední\"))","v":"víkend"},4.7,{"$f":"+IF(K1231=\"\",\"\",I1231)","v":""},"",0,0,0,0,0,0,0,5.2]
[null,null,"1999-02-20T18:30:00",2,20,19,6,"víkend",3.75,"","",0,0,0,0,0,0,0,4.2]
[null,null,"1999-02-20T19:30:00",2,20,20,6,"víkend",3.4,"","",0,0,0,0,0,0,0,3.3]
[null,null,"1999-02-20T20:30:00",2,20,21,6,"víkend",3,"","",0,{"$f":"IF($K1234=\"\",0,$K1234/3600*1.2*1010*($L$1-(M$11/100*($L$1-$I1234)+$I1234)))","v":0},0,0,0,0,0,3.5]
[null,null,"1999-02-20T21:30:00",2,20,22,6,"víkend",2.2000000000000002,"","",0,0,0,0,0,0,0,2.5]
[null,null,"1999-02-20T22:30:00",2,20,23,6,"víkend",1.65,"","",0,0,0,0,0,0,0,1.9]
[null,null,"1999-02-20T23:30:00",2,20,24,6,"víkend",1.1000000000000001,"","",0,0,0,0,0,0,0,1.4]
[null,null,"1999-02-21T00:30:00",2,21,1,7,"víkend",0.4,"",{"$f":"IF(H1238=\"víkend\",\"\",IF(I1238>$N$1,\"\",IF(OR(F1238<$E$5,F1238>$E$6),\"\",$L$4)))","v":""},0,0,0,0,0,0,0,0.8]
[null,null,"1999-02-21T01:30:00",2,21,2,7,"víkend",-0.35,"","",0,0,0,0,0,0,0,0]
[null,null,"1999-02-21T02:30:00",2,21,3,7,"víkend",-1.1000000000000001,"","",0,0,0,0,0,0,0,-0.7]
[null,null,"1999-02-21T03:30:00",2,21,4,7,"víkend",-1.85,"","",0,0,0,0,0,0,0,-1.5]
[null,null,"1999-02-21T04:30:00",2,21,5,7,"víkend",-2.5,"","",0,0,0,0,0,0,0,-2.2000000000000002]
[null,null,"1999-02-21T05:30:00",2,21,6,7,"víkend",-3,"","",0,0,0,0,0,0,0,-2.8]
[null,null,"1999-02-21T06:30:00",2,21,7,7,"víkend",-3.25,"","",0,{"$f":"IF($K1244=\"\",0,$K1244/3600*1.2*1010*($L$1-(M$11/100*($L$1-$I1244)+$I1244)))","v":0},0,0,0,0,0,-3.2]
[null,null,"1999-02-21T07:30:00",2,21,8,7,"víkend",-2.9,"","",0,0,0,0,0,0,0,-3.3]
[null,null,"1999-02-21T08:30:00",2,21,9,7,"víkend",-1.9,"","",0,0,0,0,0,0,0,-2.5]
[null,null,"1999-02-21T09:30:00",2,21,10,7,"víkend",-0.15,"","",0,0,0,0,0,0,0,-1.3]
[null,null,"1999-02-21T10:30:00",2,21,11,7,"víkend",1.5,"","",0,0,0,0,0,0,0,1]
[null,null,"1999-02-21T11:30:00",2,21,12,7,"víkend",2.1,"","",0,0,0,0,0,0,0,2]
[null,null,"1999-02-21T12:30:00",2,21,13,7,"víkend",2.4,"","",0,0,0,0,0,0,0,2.2000000000000002]
[null,null,"1999-02-21T13:30:00",2,21,14,7,"víkend",2.65,"","",0,0,0,0,0,0,0,2.6]
[null,null,"1999-02-21T14:30:00",2,21,15,7,"víkend",2.5499999999999998,"","",0,0,0,0,0,0,0,2.7]
[null,null,"1999-02-21T15:30:00",2,21,16,7,"víkend",2.15,"","",0,0,0,0,0,0,0,2.4]
[null,null,"1999-02-21T16:30:00",2,21,17,7,"víkend",1.55,"","",0,{"$f":"IF($K1254=\"\",0,$K1254/3600*1.2*1010*($L$1-(M$11/100*($L$1-$I1254)+$I1254)))","v":0},0,0,0,0,0,1.9]
[null,null,"1999-02-21T17:30:00",2,21,{"$f":"F1231","v":18},7,"víkend",0.85,"","",0,0,0,0,0,0,0,1.2]
[null,null,"1999-02-21T18:30:00",2,21,19,7,"víkend",-0.35,"","",0,0,0,0,0,0,0,0.5]
[null,null,"1999-02-21T19:30:00",2,21,20,7,"víkend",-1.5,"","",0,0,0,0,0,0,0,-1.2]
[null,null,"1999-02-21T20:30:00",2,21,21,7,"víkend",-2,"","",0,0,0,0,0,0,0,-1.8]
[null,null,"1999-02-21T21:30:00",2,21,22,7,"víkend",-2.35,"","",0,0,0,0,0,0,0,-2.2000000000000002]
[null,null,"1999-02-21T22:30:00",2,21,23,7,"víkend",-2.65,"","",0,0,0,0,0,0,0,-2.5]
[null,null,"1999-02-21T23:30:00",2,21,24,7,"víkend",-2.95,"","",0,0,0,0,0,0,0,-2.8]
[null,null,"1999-02-22T00:30:00",2,22,1,1,"všední",-3.3,"","",0,0,0,0,0,0,0,-3.1]
[null,null,"1999-02-22T01:30:00",2,22,2,1,"všední",-3.65,"","",0,0,0,0,0,0,0,-3.5]
[null,null,"1999-02-22T02:30:00",2,22,3,1,"všední",-4,"","",0,{"$f":"IF($K1264=\"\",0,$K1264/3600*1.2*1010*($L$1-(M$11/100*($L$1-$I1264)+$I1264)))","v":0},0,0,0,0,0,-3.8]
[null,null,"1999-02-22T03:30:00",2,22,4,1,"všední",-3.95,"","",0,0,0,0,0,0,0,-4.2]
[null,null,"1999-02-22T04:30:00",2,22,5,1,"všední",-3.65,"","",0,0,0,0,0,0,0,-3.7]
[null,null,"1999-02-22T05:30:00",2,22,6,1,"všední",-3.5,"","",0,0,0,0,0,0,0,-3.6]
[null,null,"1999-02-22T06:30:00",2,22,7,1,"všední",-3.25,"","",0,0,0,0,0,0,0,-3.4]
[null,null,"1999-02-22T07:30:00",2,22,8,1,"všední",-3.05,-3.05,324,2732.4540000000002,1366.2269999999999,1092.9815999999998,901.70982000000004,546.49079999999981,273.2453999999999,0,-3.1]
[null,null,"1999-02-22T08:30:00",2,22,9,1,"všední",-2.6,-2.6,324,2683.3679999999999,1341.684,1073.3471999999999,885.51143999999965,536.67359999999974,268.3368000000001,0,-3]
[null,null,"1999-02-22T09:30:00",2,22,10,1,"všední",-1.85,-1.85,324,2601.558,1300.7789999999998,1040.6232,858.51413999999977,520.3116,260.15579999999977,0,-2.2000000000000002]
[null,null,"1999-02-22T10:30:00",2,22,11,1,"všední",-0.6,-0.6,324,2465.2080000000001,1232.6039999999998,986.08319999999992,813.51863999999978,493.04159999999996,246.52079999999978,0,-1.5]
[null,null,"1999-02-22T11:30:00",2,22,12,1,"všední",1.35,1.35,324,2252.502,1126.2510000000002,901.00080000000014,743.32566000000008,450.5003999999999,225.25019999999975,0,0.3]
[null,null,"1999-02-22T12:30:00",2,22,13,1,"všední",2.8,2.8,324,2094.3359999999998,{"$f":"IF($K1274=\"\",0,$K1274/3600*1.2*1010*($L$1-(M$11/100*($L$1-$I1274)+$I1274)))","v":1047.1680000000001},837.73439999999994,691.13087999999982,418.86719999999997,209.43359999999979,0,2.4]
[null,null,"1999-02-22T13:30:00",2,22,14,1,"všední",3.45,"","",0,0,0,0,0,0,0,3.2]
[null,null,"1999-02-22T14:30:00",2,22,15,1,"všední",2.9,"","",0,0,0,0,0,0,0,3.7]
[null,null,"1999-02-22T15:30:00",2,22,16,1,"všední",2.25,"","",0,0,0,0,0,0,0,2.1]
[null,null,"1999-02-22T16:30:00",2,22,17,1,"všední",2.5499999999999998,"","",0,0,0,0,0,0,0,2.4]
[null,null,"1999-02-22T17:30:00",2,22,18,1,"všední",2.2999999999999998,"","",0,0,0,0,0,0,0,2.7]
[null,null,"1999-02-22T18:30:00",2,22,19,1,"všední",1.65,"","",0,0,0,0,0,0,0,1.9]
[null,null,"1999-02-22T19:30:00",2,22,20,1,"všední",1.25,"","",0,0,0,0,0,0,0,1.4]
[null,null,"1999-02-22T20:30:00",2,22,21,1,"všední",0.95,"","",0,0,0,0,0,0,0,1.1000000000000001]
[null,null,"1999-02-22T21:30:00",2,22,22,1,"všední",0.65,"","",0,0,0,0,0,0,0,0.8]
[null,null,"1999-02-22T22:30:00",2,22,23,1,"všední",0.35,"","",0,{"$f":"IF($K1284=\"\",0,$K1284/3600*1.2*1010*($L$1-(M$11/100*($L$1-$I1284)+$I1284)))","v":0},0,0,0,0,0,0.5]
[null,null,"1999-02-22T23:30:00",2,22,24,1,"všední",0.05,"","",0,0,0,0,0,0,0,0.2]
[null,null,"1999-02-23T00:30:00",2,23,1,2,"všední",-0.25,"","",0,0,0,0,0,0,0,-0.1]
[null,null,"1999-02-23T01:30:00",2,23,2,2,"všední",-0.6,"","",0,0,0,0,0,0,0,-0.4]
[null,null,"1999-02-23T02:30:00",2,23,3,2,"všední",-0.95,"","",0,0,0,0,0,0,0,-0.8]
[null,null,"1999-02-23T03:30:00",2,23,4,2,"všední",-1.2,"","",0,0,0,0,0,0,0,-1.1000000000000001]
[null,null,"1999-02-23T04:30:00",2,23,5,2,"všední",-1.55,"","",0,0,0,0,0,0,0,-1.3]
[null,null,"1999-02-23T05:30:00",2,23,6,2,"všední",-1.55,"","",0,0,0,0,0,0,0,-1.8]
[null,null,"1999-02-23T06:30:00",2,23,7,2,"všední",-1.1499999999999999,"","",0,0,0,0,0,0,0,-1.3]
[null,null,"1999-02-23T07:30:00",2,23,8,2,"všední",-0.4,-0.4,324,2443.3919999999998,1221.6960000000001,977.35680000000002,806.31936000000007,488.67840000000001,244.33919999999983,0,-1]
[null,null,"1999-02-23T08:30:00",2,23,9,2,"všední",0.6,0.6,324,{"$f":"IF($K1294=\"\",0,$K1294/3600*1.2*1010*($L$1-(L$11*($L$1-$I1294)+$I1294)))","v":2334.3119999999999},{"$f":"IF($K1294=\"\",0,$K1294/3600*1.2*1010*($L$1-(M$11/100*($L$1-$I1294)+$I1294)))","v":1167.1560000000002},933.72480000000019,770.32296000000008,466.86239999999975,233.43120000000005,0,0.2]
[null,null,{"$f":"C1294+1/24","v":"1999-02-23T09:30:00"},2,23,10,{"$f":"WEEKDAY(C1295-1)","v":2},{"$f":"IF(G1295=6,\"víkend\",IF(G1295=7,\"víkend\",\"všední\"))","v":"všední"},2,{"$f":"+IF(K1295=\"\",\"\",I1295)","v":2},324,2181.6,1090.8,872.64,719.928,436.32,218.16,0,1]
[null,null,"1999-02-23T10:30:00",2,23,11,2,"všední",3.7,3.7,324,1996.164,998.08199999999988,798.46559999999999,658.73411999999973,399.2328,199.6163999999998,0,3]
[null,null,"1999-02-23T11:30:00",2,23,12,2,"všední",4.9000000000000004,4.9000000000000004,324,1865.268,932.6339999999999,746.10719999999992,615.5384399999997,373.05359999999979,186.5267999999997,0,4.4000000000000004]
[null,null,"1999-02-23T12:30:00",2,23,13,2,"všední",5.2,5.2,324,1832.5440000000001,916.27199999999982,733.0175999999999,604.73951999999963,366.50879999999995,183.25439999999998,0,5.4]
[null,null,"1999-02-23T13:30:00",2,23,14,2,"všední",4.6500000000000004,"","",0,0,0,0,0,0,0,5]
[null,null,"1999-02-23T14:30:00",2,23,15,2,"všední",4.95,"","",0,0,0,0,0,0,0,4.3]
[null,null,"1999-02-23T15:30:00",2,23,16,2,"všední",5.5,"","",0,0,0,0,0,0,0,5.6]
[null,null,"1999-02-23T16:30:00",2,23,17,2,"všední",5.3,"",{"$f":"IF(H1302=\"víkend\",\"\",IF(I1302>$N$1,\"\",IF(OR(F1302<$E$5,F1302>$E$6),\"\",$L$4)))","v":""},0,0,0,0,0,0,0,5.4]
[null,null,"1999-02-23T17:30:00",2,23,18,2,"všední",5.05,"","",0,0,0,0,0,0,0,5.2]
[null,null,"1999-02-23T18:30:00",2,23,19,2,"všední",5,"","",0,{"$f":"IF($K1304=\"\",0,$K1304/3600*1.2*1010*($L$1-(M$11/100*($L$1-$I1304)+$I1304)))","v":0},0,0,0,0,0,4.9000000000000004]
[null,null,"1999-02-23T19:30:00",2,23,20,2,"všední",5.0999999999999996,"","",0,0,0,0,0,0,0,5.0999999999999996]
[null,null,"1999-02-23T20:30:00",2,23,21,2,"všední",5.15,"","",0,0,0,0,0,0,0,5.0999999999999996]
[null,null,"1999-02-23T21:30:00",2,23,22,2,"všední",5.2,"","",0,0,0,0,0,0,0,5.2]
[null,null,"1999-02-23T22:30:00",2,23,23,2,"všední",5.2,"","",0,0,0,0,0,0,0,5.2]
[null,null,"1999-02-23T23:30:00",2,23,24,2,"všední",5.2,"","",0,0,0,0,0,0,0,5.2]
[null,null,"1999-02-24T00:30:00",2,24,1,3,"všední",5.05,"","",0,0,0,0,0,0,0,5.2]
[null,null,"1999-02-24T01:30:00",2,24,2,3,"všední",4.8,"","",0,0,0,0,0,0,0,4.9000000000000004]
[null,null,"1999-02-24T02:30:00",2,24,3,3,"všední",4.55,"","",0,0,0,0,0,0,0,4.7]
[null,null,"1999-02-24T03:30:00",2,24,4,3,"všední",4.4000000000000004,"","",0,0,0,0,0,0,0,4.4000000000000004]
[null,null,"1999-02-24T04:30:00",2,24,5,3,"všední",4.45,"","",0,{"$f":"IF($K1314=\"\",0,$K1314/3600*1.2*1010*($L$1-(M$11/100*($L$1-$I1314)+$I1314)))","v":0},0,0,0,0,0,4.4000000000000004]
[null,null,"1999-02-24T05:30:00",2,24,6,3,"všední",4.55,"","",0,0,0,0,0,0,0,4.5]
[null,null,"1999-02-24T06:30:00",2,24,7,3,"všední",4.6500000000000004,"","",0,0,0,0,0,0,0,4.5999999999999996]
[null,null,"1999-02-24T07:30:00",2,24,8,3,"všední",5.05,5.05,324,1848.9059999999999,924.45300000000009,739.56240000000014,610.13897999999983,369.78120000000007,184.89060000000003,0,4.7]
[null,null,"1999-02-24T08:30:00",2,24,9,3,"všední",5.6,5.6,324,1788.9119999999998,894.45600000000013,715.56480000000022,590.34095999999988,357.78240000000011,178.89120000000005,0,5.4]
[null,null,"1999-02-24T09:30:00",2,24,{"$f":"F1295","v":10},3,"všední",6.35,6.35,324,1707.1020000000001,853.55099999999993,682.84079999999994,563.34366,341.42039999999986,170.71019999999976,0,5.8]
[null,null,"1999-02-24T10:30:00",2,24,11,3,"všední",7.85,7.85,324,1543.482,771.74099999999987,617.39279999999997,509.34905999999989,308.69639999999981,154.34819999999991,0,6.9]
[null,null,"1999-02-24T11:30:00",2,24,12,3,"všední",9.0500000000000007,9.0500000000000007,324,1412.586,706.29300000000001,565.03440000000001,466.15337999999986,282.5172,141.25860000000017,0,8.8000000000000007]
[null,null,"1999-02-24T12:30:00",2,24,13,3,"všední",9.85,9.85,324,1325.3220000000001,662.66099999999994,530.12879999999996,437.35625999999991,265.06439999999998,132.53219999999999,0,9.3000000000000007]
[null,null,"1999-02-24T13:30:00",2,24,14,3,"všední",10.75,"","",0,0,0,0,0,0,0,10.4]
[null,null,"1999-02-24T14:30:00",2,24,15,3,"všední",11.55,"","",0,{"$f":"IF($K1324=\"\",0,$K1324/3600*1.2*1010*($L$1-(M$11/100*($L$1-$I1324)+$I1324)))","v":0},0,0,0,0,0,11.1]
[null,null,"1999-02-24T15:30:00",2,24,16,3,"všední",11.15,"","",0,0,0,0,0,0,0,12]
[null,null,"1999-02-24T16:30:00",2,24,17,3,"všední",9.5,"","",0,0,0,0,0,0,0,10.3]
[null,null,"1999-02-24T17:30:00",2,24,18,3,"všední",7.05,"","",0,0,0,0,0,0,0,8.6999999999999993]
[null,null,"1999-02-24T18:30:00",2,24,19,3,"všední",4.8499999999999996,"","",0,0,0,0,0,0,0,5.4]
[null,null,"1999-02-24T19:30:00",2,24,20,3,"všední",4.2,"","",0,0,0,0,0,0,0,4.3]
[null,null,"1999-02-24T20:30:00",2,24,21,3,"všední",3.5,"","",0,0,0,0,0,0,0,4.0999999999999996]
[null,null,"1999-02-24T21:30:00",2,24,22,3,"všední",2.65,"","",0,0,0,0,0,0,0,2.9]
[null,null,"1999-02-24T22:30:00",2,24,23,3,"všední",2.15,"","",0,0,0,0,0,0,0,2.4]
[null,null,"1999-02-24T23:30:00",2,24,24,3,"všední",1.65,"","",0,0,0,0,0,0,0,1.9]
[null,null,"1999-02-25T00:30:00",2,25,1,4,"všední",1.1499999999999999,"","",0,{"$f":"IF($K1334=\"\",0,$K1334/3600*1.2*1010*($L$1-(M$11/100*($L$1-$I1334)+$I1334)))","v":0},0,0,0,0,0,1.4]
[null,null,"1999-02-25T01:30:00",2,25,2,4,"všední",0.6,"","",0,0,0,0,0,0,0,0.9]
[null,null,"1999-02-25T02:30:00",2,25,3,4,"všední",0.05,"","",0,0,0,0,0,0,0,0.3]
[null,null,"1999-02-25T03:30:00",2,25,4,4,"všední",-0.5,"","",0,0,0,0,0,0,0,-0.2]
[null,null,"1999-02-25T04:30:00",2,25,5,4,"všední",-0.9,"","",0,0,0,0,0,0,0,-0.8]
[null,null,"1999-02-25T05:30:00",2,25,6,4,"všední",-1.2,"","",0,0,0,0,0,0,0,-1]
[null,null,"1999-02-25T06:30:00",2,25,7,4,"všední",-1.4,"","",0,0,0,0,0,0,0,-1.4]
[null,null,"1999-02-25T07:30:00",2,25,8,4,"všední",-0.8,-0.8,324,2487.0239999999999,1243.5119999999999,994.80960000000005,820.71791999999994,497.40479999999985,248.70240000000013,0,-1.4]
[null,null,"1999-02-25T08:30:00",2,25,9,4,"všední",0.65,0.65,324,2328.8580000000002,1164.4289999999999,931.54319999999984,768.52313999999967,465.77159999999992,232.88579999999979,0,-0.2]
[null,null,"1999-02-25T09:30:00",2,25,10,4,"všední",2.75,2.75,324,2099.79,1049.895,839.91600000000005,692.93069999999989,419.95800000000014,209.97900000000007,0,1.5]
[null,null,"1999-02-25T10:30:00",2,25,11,4,"všední",6.15,6.15,324,1728.9179999999999,{"$f":"IF($K1344=\"\",0,$K1344/3600*1.2*1010*($L$1-(M$11/100*($L$1-$I1344)+$I1344)))","v":864.45900000000006},691.56719999999996,570.54293999999993,345.78360000000021,172.8918000000001,0,4]
[null,null,"1999-02-25T11:30:00",2,25,12,4,"všední",9.0500000000000007,9.0500000000000007,324,1412.586,706.29300000000001,565.03440000000001,466.15337999999986,282.5172,141.25860000000017,0,8.3000000000000007]
[null,null,"1999-02-25T12:30:00",2,25,13,4,"všední",8.65,8.65,324,1456.2179999999998,728.10900000000004,582.48720000000003,480.55194,291.24360000000019,145.62180000000009,0,9.8000000000000007]
[null,null,"1999-02-25T13:30:00",2,25,14,4,"všední",7.35,"","",0,0,0,0,0,0,0,7.5]
[null,null,"1999-02-25T14:30:00",2,25,15,4,"všední",7,"","",0,0,0,0,0,0,0,7.2]
[null,null,"1999-02-25T15:30:00",2,25,16,4,"všední",6.7,"","",0,0,0,0,0,0,0,6.8]
[null,null,"1999-02-25T16:30:00",2,25,17,4,"všední",6.05,"","",0,0,0,0,0,0,0,6.6]
[null,null,"1999-02-25T17:30:00",2,25,18,4,"všední",5.75,"","",0,0,0,0,0,0,0,5.5]
[null,null,"1999-02-25T18:30:00",2,25,19,4,"všední",5.7,"","",0,0,0,0,0,0,0,6]
[null,null,"1999-02-25T19:30:00",2,25,20,4,"všední",5.3,"","",0,0,0,0,0,0,0,5.4]
[null,null,"1999-02-25T20:30:00",2,25,21,4,"všední",5.05,"","",0,{"$f":"IF($K1354=\"\",0,$K1354/3600*1.2*1010*($L$1-(M$11/100*($L$1-$I1354)+$I1354)))","v":0},0,0,0,0,0,5.2]
[null,null,"1999-02-25T21:30:00",2,25,22,4,"všední",4.8499999999999996,"","",0,0,0,0,0,0,0,4.9000000000000004]
[null,null,"1999-02-25T22:30:00",2,25,23,4,"všední",4.8,"","",0,0,0,0,0,0,0,4.8]
[null,null,"1999-02-25T23:30:00",2,25,24,4,"všední",4.75,"","",0,0,0,0,0,0,0,4.8]
[null,null,"1999-02-26T00:30:00",2,26,1,5,"všední",4.4000000000000004,"","",{"$f":"IF($K1358=\"\",0,$K1358/3600*1.2*1010*($L$1-(L$11*($L$1-$I1358)+$I1358)))","v":0},0,0,0,0,0,0,4.7]
[null,null,{"$f":"C1358+1/24","v":"1999-02-26T01:30:00"},2,26,2,{"$f":"WEEKDAY(C1359-1)","v":5},{"$f":"IF(G1359=6,\"víkend\",IF(G1359=7,\"víkend\",\"všední\"))","v":"všední"},3.8,{"$f":"+IF(K1359=\"\",\"\",I1359)","v":""},"",0,0,0,0,0,0,0,4.0999999999999996]
[null,null,"1999-02-26T02:30:00",2,26,3,5,"všední",3.2,"","",0,0,0,0,0,0,0,3.5]
[null,null,"1999-02-26T03:30:00",2,26,4,5,"všední",2.95,"","",0,0,0,0,0,0,0,2.9]
[null,null,"1999-02-26T04:30:00",2,26,5,5,"všední",3.1,"","",0,0,0,0,0,0,0,3]
[null,null,"1999-02-26T05:30:00",2,26,6,5,"všední",2.8,"","",0,0,0,0,0,0,0,3.2]
[null,null,"1999-02-26T06:30:00",2,26,7,5,"všední",2.6,"","",0,{"$f":"IF($K1364=\"\",0,$K1364/3600*1.2*1010*($L$1-(M$11/100*($L$1-$I1364)+$I1364)))","v":0},0,0,0,0,0,2.4]
[null,null,"1999-02-26T07:30:00",2,26,8,5,"všední",3.2,3.2,324,2050.7040000000002,1025.3519999999999,820.28159999999991,676.73231999999962,410.14079999999979,205.07039999999989,0,2.8]
[null,null,"1999-02-26T08:30:00",2,26,9,5,"všední",4.3499999999999996,4.3499999999999996,{"$f":"IF(H1366=\"víkend\",\"\",IF(I1366>$N$1,\"\",IF(OR(F1366<$E$5,F1366>$E$6),\"\",$L$4)))","v":324},1925.2619999999997,962.63100000000009,770.10480000000018,635.33645999999999,385.05240000000009,192.52620000000005,0,3.6]
[null,null,"1999-02-26T09:30:00",2,26,10,5,"všední",5.45,5.45,324,1805.2740000000001,902.63699999999983,722.10960000000011,595.74041999999974,361.05479999999983,180.52739999999974,0,5.0999999999999996]
[null,null,"1999-02-26T10:30:00",2,26,11,5,"všední",6.05,6.05,324,1739.8259999999998,869.91300000000012,695.9304000000003,574.14258000000007,347.96520000000015,173.98259999999988,0,5.8]
[null,null,"1999-02-26T11:30:00",2,26,12,5,"všední",6.6,6.6,324,1679.8320000000001,839.91599999999994,671.93280000000004,554.34456000000011,335.96639999999979,167.9831999999999,0,6.3]
[null,null,"1999-02-26T12:30:00",2,26,13,5,"všední",6.9,6.9,324,1647.1079999999999,823.55400000000009,658.84320000000014,543.54563999999971,329.42159999999996,164.71079999999978,0,6.9]
[null,null,"1999-02-26T13:30:00",2,26,14,5,"všední",7.2,"","",0,0,0,0,0,0,0,6.9]
[null,null,"1999-02-26T14:30:00",2,26,15,5,"všední",7.25,"","",0,0,0,0,0,0,0,7.5]
[null,null,"1999-02-26T15:30:00",2,26,16,5,"všední",6.75,"","",0,0,0,0,0,0,0,7]
[null,null,"1999-02-26T16:30:00",2,26,17,5,"všední",5.85,"","",0,{"$f":"IF($K1374=\"\",0,$K1374/3600*1.2*1010*($L$1-(M$11/100*($L$1-$I1374)+$I1374)))","v":0},0,0,0,0,0,6.5]
[null,null,"1999-02-26T17:30:00",2,26,18,5,"všední",4.75,"","",0,0,0,0,0,0,0,5.2]
[null,null,"1999-02-26T18:30:00",2,26,19,5,"všední",3.85,"","",0,0,0,0,0,0,0,4.3]
[null,null,"1999-02-26T19:30:00",2,26,20,5,"všední",3,"","",0,0,0,0,0,0,0,3.4]
[null,null,"1999-02-26T20:30:00",2,26,21,5,"všední",2,"","",0,0,0,0,0,0,0,2.6]
[null,null,"1999-02-26T21:30:00",2,26,22,5,"všední",1.25,"","",0,0,0,0,0,0,0,1.4]
[null,null,"1999-02-26T22:30:00",2,26,23,5,"všední",1,"","",0,0,0,0,0,0,0,1.1000000000000001]
[null,null,"1999-02-26T23:30:00",2,26,24,5,"všední",0.75,"","",0,0,0,0,0,0,0,0.9]
[null,null,"1999-02-27T00:30:00",2,27,1,6,"víkend",0.3,"","",0,0,0,0,0,0,0,0.6]
[null,null,"1999-02-27T01:30:00",2,27,{"$f":"F1359","v":2},6,"víkend",-0.25,"","",0,0,0,0,0,0,0,0]
[null,null,"1999-02-27T02:30:00",2,27,3,6,"víkend",-0.8,"","",0,{"$f":"IF($K1384=\"\",0,$K1384/3600*1.2*1010*($L$1-(M$11/100*($L$1-$I1384)+$I1384)))","v":0},0,0,0,0,0,-0.5]
[null,null,"1999-02-27T03:30:00",2,27,4,6,"víkend",-1.3,"","",0,0,0,0,0,0,0,-1.1000000000000001]
[null,null,"1999-02-27T04:30:00",2,27,5,6,"víkend",-1.75,"","",0,0,0,0,0,0,0,-1.5]
[null,null,"1999-02-27T05:30:00",2,27,6,6,"víkend",-2.1,"","",0,0,0,0,0,0,0,-2]
[null,null,"1999-02-27T06:30:00",2,27,7,6,"víkend",-2.1,"","",0,0,0,0,0,0,0,-2.2000000000000002]
[null,null,"1999-02-27T07:30:00",2,27,8,6,"víkend",-1.45,"","",0,0,0,0,0,0,0,-2]
[null,null,"1999-02-27T08:30:00",2,27,9,6,"víkend",-0.7,"","",0,0,0,0,0,0,0,-0.9]
[null,null,"1999-02-27T09:30:00",2,27,10,6,"víkend",-0.15,"","",0,0,0,0,0,0,0,-0.5]
[null,null,"1999-02-27T10:30:00",2,27,11,6,"víkend",0.2,"","",0,0,0,0,0,0,0,0.2]
[null,null,"1999-02-27T11:30:00",2,27,12,6,"víkend",0.25,"","",0,0,0,0,0,0,0,0.2]
[null,null,"1999-02-27T12:30:00",2,27,13,6,"víkend",0.8,"","",0,{"$f":"IF($K1394=\"\",0,$K1394/3600*1.2*1010*($L$1-(M$11/100*($L$1-$I1394)+$I1394)))","v":0},0,0,0,0,0,0.3]
[null,null,"1999-02-27T13:30:00",2,27,14,6,"víkend",1.35,"","",0,0,0,0,0,0,0,1.3]
[null,null,"1999-02-27T14:30:00",2,27,15,6,"víkend",1.4,"","",0,0,0,0,0,0,0,1.4]
[null,null,"1999-02-27T15:30:00",2,27,16,6,"víkend",1.2,"","",0,0,0,0,0,0,0,1.4]
[null,null,"1999-02-27T16:30:00",2,27,17,6,"víkend",0.9,"","",0,0,0,0,0,0,0,1]
[null,null,"1999-02-27T17:30:00",2,27,18,6,"víkend",0.5,"","",0,0,0,0,0,0,0,0.8]
[null,null,"1999-02-27T18:30:00",2,27,19,6,"víkend",-0.4,"","",0,0,0,0,0,0,0,0.2]
[null,null,"1999-02-27T19:30:00",2,27,20,6,"víkend",-0.85,"","",0,0,0,0,0,0,0,-1]
[null,null,"1999-02-27T20:30:00",2,27,21,6,"víkend",-0.95,"","",0,0,0,0,0,0,0,-0.7]
[null,null,"1999-02-27T21:30:00",2,27,22,6,"víkend",-1.35,"","",0,0,0,0,0,0,0,-1.2]
[null,null,"1999-02-27T22:30:00",2,27,23,6,"víkend",-1.7,"","",0,{"$f":"IF($K1404=\"\",0,$K1404/3600*1.2*1010*($L$1-(M$11/100*($L$1-$I1404)+$I1404)))","v":0},0,0,0,0,0,-1.5]
[null,null,"1999-02-27T23:30:00",2,27,24,6,"víkend",-2.0499999999999998,"","",0,0,0,0,0,0,0,-1.9]
[null,null,"1999-02-28T00:30:00",2,28,1,7,"víkend",-2.4,"","",0,0,0,0,0,0,0,-2.2000000000000002]
[null,null,"1999-02-28T01:30:00",2,28,2,7,"víkend",-2.75,"","",0,0,0,0,0,0,0,-2.6]
[null,null,"1999-02-28T02:30:00",2,28,3,7,"víkend",-3.1,"","",0,0,0,0,0,0,0,-2.9]
[null,null,"1999-02-28T03:30:00",2,28,4,7,"víkend",-3.35,"","",0,0,0,0,0,0,0,-3.3]
[null,null,"1999-02-28T04:30:00",2,28,5,7,"víkend",-3.5,"","",0,0,0,0,0,0,0,-3.4]
[null,null,"1999-02-28T05:30:00",2,28,6,7,"víkend",-3.6,"","",0,0,0,0,0,0,0,-3.6]
[null,null,"1999-02-28T06:30:00",2,28,7,7,"víkend",-3.1,"","",0,0,0,0,0,0,0,-3.6]
[null,null,"1999-02-28T07:30:00",2,28,8,7,"víkend",-1.65,"","",0,0,0,0,0,0,0,-2.6]
[null,null,"1999-02-28T08:30:00",2,28,9,7,"víkend",-0.2,"","",0,{"$f":"IF($K1414=\"\",0,$K1414/3600*1.2*1010*($L$1-(M$11/100*($L$1-$I1414)+$I1414)))","v":0},0,0,0,0,0,-0.7]
[null,null,"1999-02-28T09:30:00",2,28,10,7,"víkend",0.8,"","",0,0,0,0,0,0,0,0.3]
[null,null,"1999-02-28T10:30:00",2,28,11,7,"víkend",1.5,"","",0,0,0,0,0,0,0,1.3]
[null,null,"1999-02-28T11:30:00",2,28,12,7,"víkend",1.6,"","",0,0,0,0,0,0,0,1.7]
[null,null,"1999-02-28T12:30:00",2,28,13,7,"víkend",1.9,"","",0,0,0,0,0,0,0,1.5]
[null,null,"1999-02-28T13:30:00",2,28,14,7,"víkend",2.65,"","",0,0,0,0,0,0,0,2.2999999999999998]
[null,null,"1999-02-28T14:30:00",2,28,15,7,"víkend",2.8,"","",0,0,0,0,0,0,0,3]
[null,null,"1999-02-28T15:30:00",2,28,16,7,"víkend",2.2000000000000002,"","",0,0,0,0,0,0,0,2.6]
[null,null,"1999-02-28T16:30:00",2,28,17,7,"víkend",1.1499999999999999,"","",{"$f":"IF($K1422=\"\",0,$K1422/3600*1.2*1010*($L$1-(L$11*($L$1-$I1422)+$I1422)))","v":0},0,0,0,0,0,0,1.8]
[null,null,{"$f":"C1422+1/24","v":"1999-02-28T17:30:00"},2,28,18,{"$f":"WEEKDAY(C1423-1)","v":7},{"$f":"IF(G1423=6,\"víkend\",IF(G1423=7,\"víkend\",\"všední\"))","v":"víkend"},0.1,{"$f":"+IF(K1423=\"\",\"\",I1423)","v":""},"",0,0,0,0,0,0,0,0.5]
[null,null,"1999-02-28T18:30:00",2,28,19,7,"víkend",-0.45,"","",0,{"$f":"IF($K1424=\"\",0,$K1424/3600*1.2*1010*($L$1-(M$11/100*($L$1-$I1424)+$I1424)))","v":0},0,0,0,0,0,-0.3]
[null,null,"1999-02-28T19:30:00",2,28,20,7,"víkend",-0.7,"","",0,0,0,0,0,0,0,-0.6]
[null,null,"1999-02-28T20:30:00",2,28,21,7,"víkend",-0.5,"","",0,0,0,0,0,0,0,-0.8]
[null,null,"1999-02-28T21:30:00",2,28,22,7,"víkend",-0.45,"","",0,0,0,0,0,0,0,-0.2]
[null,null,"1999-02-28T22:30:00",2,28,23,7,"víkend",-0.95,"","",0,0,0,0,0,0,0,-0.7]
[null,null,"1999-02-28T23:30:00",2,28,24,7,"víkend",-0.5,"","",0,0,0,0,0,0,0,-1.2]
[null,null,"1999-03-01T00:30:00",3,1,1,1,"všední",0.05,"",{"$f":"IF(H1430=\"víkend\",\"\",IF(I1430>$N$1,\"\",IF(OR(F1430<$E$5,F1430>$E$6),\"\",$L$4)))","v":""},0,0,0,0,0,0,0,0.2]
[null,null,"1999-03-01T01:30:00",3,1,2,1,"všední",-0.3,"","",0,0,0,0,0,0,0,-0.1]
[null,null,"1999-03-01T02:30:00",3,1,3,1,"všední",-0.65,"","",0,0,0,0,0,0,0,-0.5]
[null,null,"1999-03-01T03:30:00",3,1,4,1,"všední",-0.95,"","",0,0,0,0,0,0,0,-0.8]
[null,null,"1999-03-01T04:30:00",3,1,5,1,"všední",-1.5,"","",0,{"$f":"IF($K1434=\"\",0,$K1434/3600*1.2*1010*($L$1-(M$11/100*($L$1-$I1434)+$I1434)))","v":0},0,0,0,0,0,-1.1000000000000001]
[null,null,"1999-03-01T05:30:00",3,1,6,1,"všední",-1.95,"","",0,0,0,0,0,0,0,-1.9]
[null,null,"1999-03-01T06:30:00",3,1,7,1,"všední",-1.65,"","",0,0,0,0,0,0,0,-2]
[null,null,"1999-03-01T07:30:00",3,1,8,1,"všední",-1.25,-1.25,324,2536.11,1268.0550000000001,1014.4440000000001,836.91629999999998,507.22199999999981,253.6109999999999,0,-1.3]
[null,null,"1999-03-01T08:30:00",3,1,9,1,"všední",-0.35,-0.35,324,2437.9380000000001,1218.9689999999998,975.1751999999999,804.51953999999967,487.5875999999999,243.79379999999995,0,-1.2]
[null,null,"1999-03-01T09:30:00",3,1,10,1,"všední",1.65,1.65,324,2219.7780000000002,1109.8889999999999,887.91119999999989,732.52673999999979,443.9556,221.9778,0,0.5]
[null,null,"1999-03-01T10:30:00",3,1,11,1,"všední",3.9,3.9,324,1974.3480000000002,987.17399999999986,789.73919999999987,651.53483999999992,394.86959999999971,197.43479999999985,0,2.8]
[null,null,"1999-03-01T11:30:00",3,1,12,1,"všední",6.05,6.05,324,1739.8259999999998,869.91300000000012,695.9304000000003,574.14258000000007,347.96520000000015,173.98259999999988,0,5]
[null,null,"1999-03-01T12:30:00",3,1,13,1,"všední",7.25,7.25,324,1608.93,804.46500000000003,643.57199999999989,530.94689999999991,321.78599999999994,160.89300000000014,0,7.1]
[null,null,"1999-03-01T13:30:00",3,1,14,1,"všední",8.6,"","",0,0,0,0,0,0,0,7.4]
[null,null,"1999-03-01T14:30:00",3,1,15,1,"všední",9.65,"","",0,{"$f":"IF($K1444=\"\",0,$K1444/3600*1.2*1010*($L$1-(M$11/100*($L$1-$I1444)+$I1444)))","v":0},0,0,0,0,0,9.8000000000000007]
[null,null,"1999-03-01T15:30:00",3,1,16,1,"všední",8.5500000000000007,"","",0,0,0,0,0,0,0,9.5]
[null,null,"1999-03-01T16:30:00",3,1,17,1,"všední",6.5,"","",0,0,0,0,0,0,0,7.6]
[null,null,"1999-03-01T17:30:00",3,1,{"$f":"F1423","v":18},1,"všední",4.8,"","",0,0,0,0,0,0,0,5.4]
[null,null,"1999-03-01T18:30:00",3,1,19,1,"všední",3.45,"","",0,0,0,0,0,0,0,4.2]
[null,null,"1999-03-01T19:30:00",3,1,20,1,"všední",1.75,"","",0,0,0,0,0,0,0,2.7]
[null,null,"1999-03-01T20:30:00",3,1,21,1,"všední",0.8,"","",0,0,0,0,0,0,0,0.8]
[null,null,"1999-03-01T21:30:00",3,1,22,1,"všední",0.6,"","",0,0,0,0,0,0,0,0.8]
[null,null,"1999-03-01T22:30:00",3,1,23,1,"všední",0.15,"","",0,0,0,0,0,0,0,0.4]
[null,null,"1999-03-01T23:30:00",3,1,24,1,"všední",-0.3,"","",0,0,0,0,0,0,0,-0.1]
[null,null,"1999-03-02T00:30:00",3,2,1,2,"všední",-0.6,"","",0,{"$f":"IF($K1454=\"\",0,$K1454/3600*1.2*1010*($L$1-(M$11/100*($L$1-$I1454)+$I1454)))","v":0},0,0,0,0,0,-0.5]
[null,null,"1999-03-02T01:30:00",3,2,2,2,"všední",-0.85,"","",0,0,0,0,0,0,0,-0.7]
[null,null,"1999-03-02T02:30:00",3,2,3,2,"všední",-1.1000000000000001,"","",0,0,0,0,0,0,0,-1]
[null,null,"1999-03-02T03:30:00",3,2,4,2,"všední",-1.6,"","",0,0,0,0,0,0,0,-1.2]
[null,null,"1999-03-02T04:30:00",3,2,5,2,"všední",-2.2999999999999998,"","",0,0,0,0,0,0,0,-2]
[null,null,"1999-03-02T05:30:00",3,2,6,2,"všední",-2.5,"","",0,0,0,0,0,0,0,-2.6]
[null,null,"1999-03-02T06:30:00",3,2,7,2,"všední",-1.95,"","",0,0,0,0,0,0,0,-2.4]
[null,null,"1999-03-02T07:30:00",3,2,8,2,"všední",-1.2,-1.2,324,2530.6559999999999,1265.328,1012.2624,835.11647999999991,506.13120000000004,253.06560000000002,0,-1.5]
[null,null,"1999-03-02T08:30:00",3,2,9,2,"všední",0.3,0.3,324,2367.0360000000001,1183.518,946.81439999999998,781.12187999999992,473.40719999999999,236.7035999999998,0,-0.9]
[null,null,"1999-03-02T09:30:00",3,2,10,2,"všední",3.85,3.85,324,1979.8019999999999,989.90100000000007,791.92080000000021,653.33465999999999,395.96039999999988,197.98019999999974,0,1.5]
[null,null,"1999-03-02T10:30:00",3,2,11,2,"všední",8.35,8.35,324,1488.942,{"$f":"IF($K1464=\"\",0,$K1464/3600*1.2*1010*($L$1-(M$11/100*($L$1-$I1464)+$I1464)))","v":744.47099999999989},595.57680000000005,491.35086000000001,297.78839999999963,148.89420000000021,0,6.2]
[null,null,"1999-03-02T11:30:00",3,2,12,2,"všední",12.35,12.35,324,1052.6220000000001,526.31099999999992,421.04879999999991,347.36525999999998,210.52439999999996,105.26219999999998,0,10.5]
[null,null,"1999-03-02T12:30:00",3,2,13,2,"všední",13.95,"","",0,0,0,0,0,0,0,14.2]
[null,null,"1999-03-02T13:30:00",3,2,14,2,"všední",13.3,"","",0,0,0,0,0,0,0,13.7]
[null,null,"1999-03-02T14:30:00",3,2,15,2,"všední",12.65,"","",0,0,0,0,0,0,0,12.9]
[null,null,"1999-03-02T15:30:00",3,2,16,2,"všední",11.95,"","",0,0,0,0,0,0,0,12.4]
[null,null,"1999-03-02T16:30:00",3,2,17,2,"všední",8.9499999999999993,"","",0,0,0,0,0,0,0,11.5]
[null,null,"1999-03-02T17:30:00",3,2,18,2,"všední",6,"","",0,0,0,0,0,0,0,6.4]
[null,null,"1999-03-02T18:30:00",3,2,19,2,"všední",5.45,"","",0,0,0,0,0,0,0,5.6]
[null,null,"1999-03-02T19:30:00",3,2,20,2,"všední",5,"","",0,0,0,0,0,0,0,5.3]
[null,null,"1999-03-02T20:30:00",3,2,21,2,"všední",4.55,"","",0,{"$f":"IF($K1474=\"\",0,$K1474/3600*1.2*1010*($L$1-(M$11/100*($L$1-$I1474)+$I1474)))","v":0},0,0,0,0,0,4.7]
[null,null,"1999-03-02T21:30:00",3,2,22,2,"všední",4.05,"","",0,0,0,0,0,0,0,4.4000000000000004]
[null,null,"1999-03-02T22:30:00",3,2,23,2,"všední",3.3,"","",0,0,0,0,0,0,0,3.7]
[null,null,"1999-03-02T23:30:00",3,2,24,2,"všední",2.5499999999999998,"","",0,0,0,0,0,0,0,2.9]
[null,null,"1999-03-03T00:30:00",3,3,1,3,"všední",2.1,"","",0,0,0,0,0,0,0,2.2000000000000002]
[null,null,"1999-03-03T01:30:00",3,3,2,3,"všední",1.95,"","",0,0,0,0,0,0,0,2]
[null,null,"1999-03-03T02:30:00",3,3,3,3,"všední",1.8,"","",0,0,0,0,0,0,0,1.9]
[null,null,"1999-03-03T03:30:00",3,3,4,3,"všední",1.65,"","",0,0,0,0,0,0,0,1.7]
[null,null,"1999-03-03T04:30:00",3,3,5,3,"všední",1.9,"","",0,0,0,0,0,0,0,1.6]
[null,null,"1999-03-03T05:30:00",3,3,6,3,"všední",2.35,"","",0,0,0,0,0,0,0,2.2000000000000002]
[null,null,"1999-03-03T06:30:00",3,3,7,3,"všední",2.65,"","",0,{"$f":"IF($K1484=\"\",0,$K1484/3600*1.2*1010*($L$1-(M$11/100*($L$1-$I1484)+$I1484)))","v":0},0,0,0,0,0,2.5]
[null,null,"1999-03-03T07:30:00",3,3,8,3,"všední",3.25,3.25,324,2045.25,1022.625,818.1,674.9325,409.05,204.52500000000001,0,2.8]
[null,null,"1999-03-03T08:30:00",3,3,9,3,"všední",4.4000000000000004,4.4000000000000004,324,{"$f":"IF($K1486=\"\",0,$K1486/3600*1.2*1010*($L$1-(L$11*($L$1-$I1486)+$I1486)))","v":1919.8080000000002},959.90399999999988,767.92319999999995,633.53663999999992,383.96159999999958,191.98079999999979,0,3.7]
[null,null,{"$f":"C1486+1/24","v":"1999-03-03T09:30:00"},3,3,10,{"$f":"WEEKDAY(C1487-1)","v":3},{"$f":"IF(G1487=6,\"víkend\",IF(G1487=7,\"víkend\",\"všední\"))","v":"všední"},5.35,{"$f":"+IF(K1487=\"\",\"\",I1487)","v":5.35},324,1816.1819999999998,908.09100000000012,726.47280000000023,599.34006000000022,363.23639999999983,181.61819999999992,0,5.0999999999999996]
[null,null,"1999-03-03T10:30:00",3,3,11,3,"všední",6.25,6.25,324,1718.01,859.005,687.20400000000006,566.94329999999979,343.60199999999986,171.80099999999993,0,5.6]
[null,null,"1999-03-03T11:30:00",3,3,12,3,"všední",7.35,7.35,324,1598.0219999999999,799.01099999999985,639.20879999999988,527.34725999999978,319.60439999999994,159.80219999999997,0,6.9]
[null,null,"1999-03-03T12:30:00",3,3,13,3,"všední",8.15,8.15,324,1510.758,755.37900000000002,604.30319999999995,498.55013999999989,302.15159999999997,151.07579999999979,0,7.8]
[null,null,"1999-03-03T13:30:00",3,3,14,3,"všední",8.6,"","",0,0,0,0,0,0,0,8.5]
[null,null,"1999-03-03T14:30:00",3,3,15,3,"všední",8.5,"","",0,0,0,0,0,0,0,8.6999999999999993]
[null,null,"1999-03-03T15:30:00",3,3,16,3,"všední",8.35,"","",0,0,0,0,0,0,0,8.3000000000000007]
[null,null,"1999-03-03T16:30:00",3,3,17,3,"všední",8.25,"",{"$f":"IF(H1494=\"víkend\",\"\",IF(I1494>$N$1,\"\",IF(OR(F1494<$E$5,F1494>$E$6),\"\",$L$4)))","v":""},0,{"$f":"IF($K1494=\"\",0,$K1494/3600*1.2*1010*($L$1-(M$11/100*($L$1-$I1494)+$I1494)))","v":0},0,0,0,0,0,8.4]
[null,null,"1999-03-03T17:30:00",3,3,18,3,"všední",8,"","",0,0,0,0,0,0,0,8.1]
[null,null,"1999-03-03T18:30:00",3,3,19,3,"všední",8,"","",0,0,0,0,0,0,0,7.9]
[null,null,"1999-03-03T19:30:00",3,3,20,3,"všední",8.1,"","",0,0,0,0,0,0,0,8.1]
[null,null,"1999-03-03T20:30:00",3,3,21,3,"všední",7.8,"","",0,0,0,0,0,0,0,8.1]
[null,null,"1999-03-03T21:30:00",3,3,22,3,"všední",7.45,"","",0,0,0,0,0,0,0,7.5]
[null,null,"1999-03-03T22:30:00",3,3,23,3,"všední",7.3,"","",0,0,0,0,0,0,0,7.4]
[null,null,"1999-03-03T23:30:00",3,3,24,3,"všední",7.15,"","",0,0,0,0,0,0,0,7.2]
[null,null,"1999-03-04T00:30:00",3,4,1,4,"všední",7.05,"","",0,0,0,0,0,0,0,7.1]
[null,null,"1999-03-04T01:30:00",3,4,2,4,"všední",7,"","",0,0,0,0,0,0,0,7]
[null,null,"1999-03-04T02:30:00",3,4,3,4,"všední",6.95,"","",0,{"$f":"IF($K1504=\"\",0,$K1504/3600*1.2*1010*($L$1-(M$11/100*($L$1-$I1504)+$I1504)))","v":0},0,0,0,0,0,7]
[null,null,"1999-03-04T03:30:00",3,4,4,4,"všední",5.85,"","",0,0,0,0,0,0,0,6.9]
[null,null,"1999-03-04T04:30:00",3,4,5,4,"všední",5.15,"","",0,0,0,0,0,0,0,4.8]
[null,null,"1999-03-04T05:30:00",3,4,6,4,"všední",5.25,"","",0,0,0,0,0,0,0,5.5]
[null,null,"1999-03-04T06:30:00",3,4,7,4,"všední",5.3,"","",0,0,0,0,0,0,0,5]
[null,null,"1999-03-04T07:30:00",3,4,8,4,"všední",6.65,6.65,324,1674.3779999999999,837.18900000000008,669.75120000000004,552.54474000000005,334.87560000000002,167.43780000000001,0,5.6]
[null,null,"1999-03-04T08:30:00",3,4,9,4,"všední",8.4,8.4,324,1483.4879999999998,741.74400000000003,593.3951999999997,489.55103999999994,296.69759999999985,148.34879999999993,0,7.7]
[null,null,"1999-03-04T09:30:00",3,4,{"$f":"F1487","v":10},4,"všední",9.35,9.35,324,1379.8620000000001,689.93099999999993,551.94480000000021,455.35446000000019,275.97240000000011,137.98620000000005,0,9.1]
[null,null,"1999-03-04T10:30:00",3,4,11,4,"všední",10.3,10.3,324,1276.2359999999999,638.11800000000017,510.49439999999998,421.15787999999969,255.24719999999999,127.62360000000018,0,9.6]
[null,null,"1999-03-04T11:30:00",3,4,12,4,"všední",11.5,11.5,324,1145.3399999999999,572.66999999999996,458.13599999999991,377.9622,229.06800000000015,114.53399999999969,0,11]
[null,null,"1999-03-04T12:30:00",3,4,13,4,"všední",12.35,12.35,324,1052.6220000000001,{"$f":"IF($K1514=\"\",0,$K1514/3600*1.2*1010*($L$1-(M$11/100*($L$1-$I1514)+$I1514)))","v":526.31099999999992},421.04879999999991,347.36525999999998,210.52439999999996,105.26219999999998,0,12]
[null,null,"1999-03-04T13:30:00",3,4,14,4,"všední",12.9,"","",0,0,0,0,0,0,0,12.7]
[null,null,"1999-03-04T14:30:00",3,4,15,4,"všední",13.05,"","",0,0,0,0,0,0,0,13.1]
[null,null,"1999-03-04T15:30:00",3,4,16,4,"všední",12.8,"","",0,0,0,0,0,0,0,13]
[null,null,"1999-03-04T16:30:00",3,4,17,4,"všední",12.05,"","",0,0,0,0,0,0,0,12.6]
[null,null,"1999-03-04T17:30:00",3,4,18,4,"všední",10.15,"","",0,0,0,0,0,0,0,11.5]
[null,null,"1999-03-04T18:30:00",3,4,19,4,"všední",8.1999999999999993,"","",0,0,0,0,0,0,0,8.8000000000000007]
[null,null,"1999-03-04T19:30:00",3,4,20,4,"všední",6.95,"","",0,0,0,0,0,0,0,7.6]
[null,null,"1999-03-04T20:30:00",3,4,21,4,"všední",6,"","",0,0,0,0,0,0,0,6.3]
[null,null,"1999-03-04T21:30:00",3,4,22,4,"všední",5.25,"","",0,0,0,0,0,0,0,5.7]
[null,null,"1999-03-04T22:30:00",3,4,23,4,"všední",4.3499999999999996,"","",0,{"$f":"IF($K1524=\"\",0,$K1524/3600*1.2*1010*($L$1-(M$11/100*($L$1-$I1524)+$I1524)))","v":0},0,0,0,0,0,4.8]
[null,null,"1999-03-04T23:30:00",3,4,24,4,"všední",3.45,"","",0,0,0,0,0,0,0,3.9]
[null,null,"1999-03-05T00:30:00",3,5,1,5,"všední",2.6,"","",0,0,0,0,0,0,0,3]
[null,null,"1999-03-05T01:30:00",3,5,2,5,"všední",1.75,"","",0,0,0,0,0,0,0,2.2000000000000002]
[null,null,"1999-03-05T02:30:00",3,5,3,5,"všední",0.9,"","",0,0,0,0,0,0,0,1.3]
[null,null,"1999-03-05T03:30:00",3,5,4,5,"všední",0,"","",0,0,0,0,0,0,0,0.5]
[null,null,"1999-03-05T04:30:00",3,5,5,5,"všední",-0.6,"","",0,0,0,0,0,0,0,-0.5]
[null,null,"1999-03-05T05:30:00",3,5,6,5,"všední",-0.5,"","",0,0,0,0,0,0,0,-0.7]
[null,null,"1999-03-05T06:30:00",3,5,7,5,"všední",0.5,"","",0,0,0,0,0,0,0,-0.3]
[null,null,"1999-03-05T07:30:00",3,5,8,5,"všední",1.75,1.75,324,2208.87,1104.4349999999999,883.548,728.92709999999988,441.77400000000006,220.88699999999983,0,1.3]
[null,null,"1999-03-05T08:30:00",3,5,9,5,"všední",4,4,324,1963.44,{"$f":"IF($K1534=\"\",0,$K1534/3600*1.2*1010*($L$1-(M$11/100*($L$1-$I1534)+$I1534)))","v":981.72},785.37600000000009,647.93519999999978,392.68800000000016,196.34400000000008,0,2.2000000000000002]
[null,null,"1999-03-05T09:30:00",3,5,10,5,"všední",7.85,7.85,324,1543.482,771.74099999999987,617.39279999999997,509.34905999999989,308.69639999999981,154.34819999999991,0,5.8]
[null,null,"1999-03-05T10:30:00",3,5,11,5,"všední",10.15,10.15,324,1292.598,646.29900000000009,517.03920000000016,426.5573399999999,258.51959999999974,129.25980000000024,0,9.9]
[null,null,"1999-03-05T11:30:00",3,5,12,5,"všední",11.3,11.3,324,1167.1559999999999,583.5780000000002,466.86240000000009,385.16147999999987,233.43120000000005,116.71560000000002,0,10.4]
[null,null,"1999-03-05T12:30:00",3,5,13,5,"všední",12.4,12.4,324,1047.1679999999999,523.58400000000006,418.86719999999997,345.56543999999991,209.43360000000018,104.71680000000009,0,12.2]
[null,null,"1999-03-05T13:30:00",3,5,14,5,"všední",12.9,"","",0,0,0,0,0,0,0,12.6]
[null,null,"1999-03-05T14:30:00",3,5,15,5,"všední",13.2,"","",0,0,0,0,0,0,0,13.2]
[null,null,"1999-03-05T15:30:00",3,5,16,5,"všední",12.9,"","",0,0,0,0,0,0,0,13.2]
[null,null,"1999-03-05T16:30:00",3,5,17,5,"všední",11.85,"","",0,0,0,0,0,0,0,12.6]
[null,null,"1999-03-05T17:30:00",3,5,18,5,"všední",10.45,"","",0,0,0,0,0,0,0,11.1]
[null,null,"1999-03-05T18:30:00",3,5,19,5,"všední",9.4,"","",0,{"$f":"IF($K1544=\"\",0,$K1544/3600*1.2*1010*($L$1-(M$11/100*($L$1-$I1544)+$I1544)))","v":0},0,0,0,0,0,9.8000000000000007]
[null,null,"1999-03-05T19:30:00",3,5,20,5,"všední",8.6,"","",0,0,0,0,0,0,0,9]
[null,null,"1999-03-05T20:30:00",3,5,21,5,"všední",7.25,"","",0,0,0,0,0,0,0,8.1999999999999993]
[null,null,"1999-03-05T21:30:00",3,5,22,5,"všední",6,"","",0,0,0,0,0,0,0,6.3]
[null,null,"1999-03-05T22:30:00",3,5,23,5,"všední",5.4,"","",0,0,0,0,0,0,0,5.7]
[null,null,"1999-03-05T23:30:00",3,5,24,5,"všední",4.8,"","",0,0,0,0,0,0,0,5.0999999999999996]
[null,null,"1999-03-06T00:30:00",3,6,1,6,"víkend",4.3499999999999996,"","",{"$f":"IF($K1550=\"\",0,$K1550/3600*1.2*1010*($L$1-(L$11*($L$1-$I1550)+$I1550)))","v":0},0,0,0,0,0,0,4.5]
[null,null,{"$f":"C1550+1/24","v":"1999-03-06T01:30:00"},3,6,2,{"$f":"WEEKDAY(C1551-1)","v":6},{"$f":"IF(G1551=6,\"víkend\",IF(G1551=7,\"víkend\",\"všední\"))","v":"víkend"},4.0999999999999996,{"$f":"+IF(K1551=\"\",\"\",I1551)","v":""},"",0,0,0,0,0,0,0,4.2]
[null,null,"1999-03-06T02:30:00",3,6,3,6,"víkend",3.85,"","",0,0,0,0,0,0,0,4]
[null,null,"1999-03-06T03:30:00",3,6,4,6,"víkend",2.75,"","",0,0,0,0,0,0,0,3.7]
[null,null,"1999-03-06T04:30:00",3,6,5,6,"víkend",2.2999999999999998,"","",0,{"$f":"IF($K1554=\"\",0,$K1554/3600*1.2*1010*($L$1-(M$11/100*($L$1-$I1554)+$I1554)))","v":0},0,0,0,0,0,1.8]
[null,null,"1999-03-06T05:30:00",3,6,6,6,"víkend",2.1,"","",0,0,0,0,0,0,0,2.8]
[null,null,"1999-03-06T06:30:00",3,6,7,6,"víkend",1.65,"","",0,0,0,0,0,0,0,1.4]
[null,null,"1999-03-06T07:30:00",3,6,8,6,"víkend",2.95,"","",0,0,0,0,0,0,0,1.9]
[null,null,"1999-03-06T08:30:00",3,6,9,6,"víkend",4.7,"",{"$f":"IF(H1558=\"víkend\",\"\",IF(I1558>$N$1,\"\",IF(OR(F1558<$E$5,F1558>$E$6),\"\",$L$4)))","v":""},0,0,0,0,0,0,0,4]
[null,null,"1999-03-06T09:30:00",3,6,10,6,"víkend",7.05,"","",0,0,0,0,0,0,0,5.4]
[null,null,"1999-03-06T10:30:00",3,6,11,6,"víkend",9.75,"","",0,0,0,0,0,0,0,8.6999999999999993]
[null,null,"1999-03-06T11:30:00",3,6,12,6,"víkend",11.35,"","",0,0,0,0,0,0,0,10.8]
[null,null,"1999-03-06T12:30:00",3,6,13,6,"víkend",11.85,"","",0,0,0,0,0,0,0,11.9]
[null,null,"1999-03-06T13:30:00",3,6,14,6,"víkend",9.9,"","",0,0,0,0,0,0,0,11.8]
[null,null,"1999-03-06T14:30:00",3,6,15,6,"víkend",7.7,"","",0,{"$f":"IF($K1564=\"\",0,$K1564/3600*1.2*1010*($L$1-(M$11/100*($L$1-$I1564)+$I1564)))","v":0},0,0,0,0,0,8]
[null,null,"1999-03-06T15:30:00",3,6,16,6,"víkend",7.3,"","",0,0,0,0,0,0,0,7.4]
[null,null,"1999-03-06T16:30:00",3,6,17,6,"víkend",7.15,"","",0,0,0,0,0,0,0,7.2]
[null,null,"1999-03-06T17:30:00",3,6,18,6,"víkend",7.1,"","",0,0,0,0,0,0,0,7.1]
[null,null,"1999-03-06T18:30:00",3,6,19,6,"víkend",7.1,"","",0,0,0,0,0,0,0,7.1]
[null,null,"1999-03-06T19:30:00",3,6,20,6,"víkend",6.9,"","",0,0,0,0,0,0,0,7.1]
[null,null,"1999-03-06T20:30:00",3,6,21,6,"víkend",6.6,"","",0,0,0,0,0,0,0,6.7]
[null,null,"1999-03-06T21:30:00",3,6,22,6,"víkend",6.45,"","",0,0,0,0,0,0,0,6.5]
[null,null,"1999-03-06T22:30:00",3,6,23,6,"víkend",6.3,"","",0,0,0,0,0,0,0,6.4]
[null,null,"1999-03-06T23:30:00",3,6,24,6,"víkend",6.15,"","",0,0,0,0,0,0,0,6.2]
[null,null,"1999-03-07T00:30:00",3,7,1,7,"víkend",6.05,"","",0,{"$f":"IF($K1574=\"\",0,$K1574/3600*1.2*1010*($L$1-(M$11/100*($L$1-$I1574)+$I1574)))","v":0},0,0,0,0,0,6.1]
[null,null,"1999-03-07T01:30:00",3,7,{"$f":"F1551","v":2},7,"víkend",5.95,"","",0,0,0,0,0,0,0,6]
[null,null,"1999-03-07T02:30:00",3,7,3,7,"víkend",5.85,"","",0,0,0,0,0,0,0,5.9]
[null,null,"1999-03-07T03:30:00",3,7,4,7,"víkend",5.75,"","",0,0,0,0,0,0,0,5.8]
[null,null,"1999-03-07T04:30:00",3,7,5,7,"víkend",5.55,"","",0,0,0,0,0,0,0,5.7]
[null,null,"1999-03-07T05:30:00",3,7,6,7,"víkend",5.35,"","",0,0,0,0,0,0,0,5.4]
[null,null,"1999-03-07T06:30:00",3,7,7,7,"víkend",5.15,"","",0,0,0,0,0,0,0,5.3]
[null,null,"1999-03-07T07:30:00",3,7,8,7,"víkend",5,"","",0,0,0,0,0,0,0,5]
[null,null,"1999-03-07T08:30:00",3,7,9,7,"víkend",5,"","",0,0,0,0,0,0,0,5]
[null,null,"1999-03-07T09:30:00",3,7,10,7,"víkend",5.0999999999999996,"","",0,0,0,0,0,0,0,5]
[null,null,"1999-03-07T10:30:00",3,7,11,7,"víkend",5.45,"","",0,{"$f":"IF($K1584=\"\",0,$K1584/3600*1.2*1010*($L$1-(M$11/100*($L$1-$I1584)+$I1584)))","v":0},0,0,0,0,0,5.2]
[null,null,"1999-03-07T11:30:00",3,7,12,7,"víkend",5.9,"","",0,0,0,0,0,0,0,5.7]
[null,null,"1999-03-07T12:30:00",3,7,13,7,"víkend",6.2,"","",0,0,0,0,0,0,0,6.1]
[null,null,"1999-03-07T13:30:00",3,7,14,7,"víkend",6.45,"","",0,0,0,0,0,0,0,6.3]
[null,null,"1999-03-07T14:30:00",3,7,15,7,"víkend",6.65,"","",0,0,0,0,0,0,0,6.6]
[null,null,"1999-03-07T15:30:00",3,7,16,7,"víkend",6.65,"","",0,0,0,0,0,0,0,6.7]
[null,null,"1999-03-07T16:30:00",3,7,17,7,"víkend",6.45,"","",0,0,0,0,0,0,0,6.6]
[null,null,"1999-03-07T17:30:00",3,7,18,7,"víkend",6.25,"","",0,0,0,0,0,0,0,6.3]
[null,null,"1999-03-07T18:30:00",3,7,19,7,"víkend",5.75,"","",0,0,0,0,0,0,0,6.2]
[null,null,"1999-03-07T19:30:00",3,7,20,7,"víkend",4.9000000000000004,"","",0,0,0,0,0,0,0,5.3]
[null,null,"1999-03-07T20:30:00",3,7,21,7,"víkend",4.0999999999999996,"","",0,{"$f":"IF($K1594=\"\",0,$K1594/3600*1.2*1010*($L$1-(M$11/100*($L$1-$I1594)+$I1594)))","v":0},0,0,0,0,0,4.5]
[null,null,"1999-03-07T21:30:00",3,7,22,7,"víkend",3.45,"","",0,0,0,0,0,0,0,3.7]
[null,null,"1999-03-07T22:30:00",3,7,23,7,"víkend",3,"","",0,0,0,0,0,0,0,3.2]
[null,null,"1999-03-07T23:30:00",3,7,24,7,"víkend",2.5499999999999998,"","",0,0,0,0,0,0,0,2.8]
[null,null,"1999-03-08T00:30:00",3,8,1,1,"všední",2,"","",0,0,0,0,0,0,0,2.2999999999999998]
[null,null,"1999-03-08T01:30:00",3,8,2,1,"všední",1.45,"","",0,0,0,0,0,0,0,1.7]
[null,null,"1999-03-08T02:30:00",3,8,3,1,"všední",0.9,"","",0,0,0,0,0,0,0,1.2]
[null,null,"1999-03-08T03:30:00",3,8,4,1,"všední",0.4,"","",0,0,0,0,0,0,0,0.6]
[null,null,"1999-03-08T04:30:00",3,8,5,1,"všední",0.05,"","",0,0,0,0,0,0,0,0.2]
[null,null,"1999-03-08T05:30:00",3,8,6,1,"všední",0.25,"","",0,0,0,0,0,0,0,-0.1]
[null,null,"1999-03-08T06:30:00",3,8,7,1,"všední",1.2,"","",0,{"$f":"IF($K1604=\"\",0,$K1604/3600*1.2*1010*($L$1-(M$11/100*($L$1-$I1604)+$I1604)))","v":0},0,0,0,0,0,0.6]
[null,null,"1999-03-08T07:30:00",3,8,8,1,"všední",2.35,2.35,324,2143.422,1071.711,857.36880000000008,707.32926000000009,428.68439999999998,214.34219999999999,0,1.8]
[null,null,"1999-03-08T08:30:00",3,8,9,1,"všední",4.25,4.25,324,1936.17,968.08500000000004,774.46799999999996,638.93610000000012,387.2339999999997,193.61699999999985,0,2.9]
[null,null,"1999-03-08T09:30:00",3,8,10,1,"všední",6.55,6.55,324,1685.2859999999998,842.64300000000014,674.11439999999993,556.14438000000018,337.05719999999997,168.52860000000018,0,5.6]
[null,null,"1999-03-08T10:30:00",3,8,11,1,"všední",8.25,8.25,324,1499.85,749.92499999999995,599.93999999999994,494.95050000000015,299.96999999999997,149.98499999999999,0,7.5]
[null,null,"1999-03-08T11:30:00",3,8,12,1,"všední",9.3000000000000007,9.3000000000000007,324,1385.3159999999998,692.6579999999999,554.12639999999976,457.15427999999986,277.06319999999988,138.53159999999994,0,9]
[null,null,"1999-03-08T12:30:00",3,8,13,1,"všední",9.6,9.6,324,1352.5920000000001,676.29599999999994,541.03680000000008,446.35535999999985,270.51839999999964,135.25920000000022,0,9.6]
[null,null,"1999-03-08T13:30:00",3,8,14,1,"všední",9.65,"","",0,0,0,0,0,0,0,9.6]
[null,null,"1999-03-08T14:30:00",3,8,15,1,"všední",9.5500000000000007,"","",0,0,0,0,0,0,0,9.6999999999999993]
[null,null,"1999-03-08T15:30:00",3,8,16,1,"všední",9,"","",0,0,0,0,0,0,0,9.4]
[null,null,"1999-03-08T16:30:00",3,8,17,1,"všední",7.8,"","",{"$f":"IF($K1614=\"\",0,$K1614/3600*1.2*1010*($L$1-(L$11*($L$1-$I1614)+$I1614)))","v":0},{"$f":"IF($K1614=\"\",0,$K1614/3600*1.2*1010*($L$1-(M$11/100*($L$1-$I1614)+$I1614)))","v":0},0,0,0,0,0,8.6]
[null,null,{"$f":"C1614+1/24","v":"1999-03-08T17:30:00"},3,8,18,{"$f":"WEEKDAY(C1615-1)","v":1},{"$f":"IF(G1615=6,\"víkend\",IF(G1615=7,\"víkend\",\"všední\"))","v":"všední"},6.25,{"$f":"+IF(K1615=\"\",\"\",I1615)","v":""},"",0,0,0,0,0,0,0,7]
[null,null,"1999-03-08T18:30:00",3,8,19,1,"všední",4.95,"","",0,0,0,0,0,0,0,5.5]
[null,null,"1999-03-08T19:30:00",3,8,20,1,"všední",3.95,"","",0,0,0,0,0,0,0,4.4000000000000004]
[null,null,"1999-03-08T20:30:00",3,8,21,1,"všední",3.35,"","",0,0,0,0,0,0,0,3.5]
[null,null,"1999-03-08T21:30:00",3,8,22,1,"všední",2.95,"","",0,0,0,0,0,0,0,3.2]
[null,null,"1999-03-08T22:30:00",3,8,23,1,"všední",2.4,"","",0,0,0,0,0,0,0,2.7]
[null,null,"1999-03-08T23:30:00",3,8,24,1,"všední",1.85,"","",0,0,0,0,0,0,0,2.1]
[null,null,"1999-03-09T00:30:00",3,9,1,2,"všední",1.35,"",{"$f":"IF(H1622=\"víkend\",\"\",IF(I1622>$N$1,\"\",IF(OR(F1622<$E$5,F1622>$E$6),\"\",$L$4)))","v":""},0,0,0,0,0,0,0,1.6]
[null,null,"1999-03-09T01:30:00",3,9,2,2,"všední",0.8,"","",0,0,0,0,0,0,0,1.1000000000000001]
[null,null,"1999-03-09T02:30:00",3,9,3,2,"všední",0.25,"","",0,{"$f":"IF($K1624=\"\",0,$K1624/3600*1.2*1010*($L$1-(M$11/100*($L$1-$I1624)+$I1624)))","v":0},0,0,0,0,0,0.5]
[null,null,"1999-03-09T03:30:00",3,9,4,2,"všední",-0.3,"","",0,0,0,0,0,0,0,0]
[null,null,"1999-03-09T04:30:00",3,9,5,2,"všední",-0.6,"","",0,0,0,0,0,0,0,-0.6]
[null,null,"1999-03-09T05:30:00",3,9,6,2,"všední",-0.6,"","",0,0,0,0,0,0,0,-0.6]
[null,null,"1999-03-09T06:30:00",3,9,7,2,"všední",-0.8,"","",0,0,0,0,0,0,0,-0.6]
[null,null,"1999-03-09T07:30:00",3,9,8,2,"všední",0.35,0.35,324,2361.5819999999999,1180.7910000000002,944.6328000000002,779.32206000000008,472.31639999999982,236.15819999999991,0,-1]
[null,null,"1999-03-09T08:30:00",3,9,9,2,"všední",3,3,324,2072.52,1036.26,829.00799999999992,683.93159999999989,414.50399999999968,207.25199999999984,0,1.7]
[null,null,"1999-03-09T09:30:00",3,9,10,2,"všední",5.0999999999999996,5.0999999999999996,324,1843.4519999999998,921.72600000000011,737.38080000000014,608.33915999999977,368.6904000000003,184.34520000000015,0,4.3]
[null,null,"1999-03-09T10:30:00",3,9,11,2,"všední",6.25,6.25,324,1718.01,859.005,687.20400000000006,566.94329999999979,343.60199999999986,171.80099999999993,0,5.9]
[null,null,"1999-03-09T11:30:00",3,9,12,2,"všední",7.8,7.8,324,1548.9359999999999,774.46800000000019,619.57439999999997,511.14887999999996,309.78719999999998,154.89360000000019,0,6.6]
[null,null,"1999-03-09T12:30:00",3,9,13,2,"všední",9.4,9.4,324,1374.4079999999999,{"$f":"IF($K1634=\"\",0,$K1634/3600*1.2*1010*($L$1-(M$11/100*($L$1-$I1634)+$I1634)))","v":687.20400000000006},549.76319999999987,453.55464000000012,274.88159999999993,137.44079999999977,0,9]
[null,null,"1999-03-09T13:30:00",3,9,14,2,"všední",10.199999999999999,"","",0,0,0,0,0,0,0,9.8000000000000007]
[null,null,"1999-03-09T14:30:00",3,9,15,2,"všední",10.7,"","",0,0,0,0,0,0,0,10.6]
[null,null,"1999-03-09T15:30:00",3,9,16,2,"všední",10.7,"","",0,0,0,0,0,0,0,10.8]
[null,null,"1999-03-09T16:30:00",3,9,17,2,"všední",10.050000000000001,"","",0,0,0,0,0,0,0,10.6]
[null,null,"1999-03-09T17:30:00",3,9,{"$f":"F1615","v":18},2,"všední",8.35,"","",0,0,0,0,0,0,0,9.5]
[null,null,"1999-03-09T18:30:00",3,9,19,2,"všední",6.7,"","",0,0,0,0,0,0,0,7.2]
[null,null,"1999-03-09T19:30:00",3,9,20,2,"všední",5.4,"","",0,0,0,0,0,0,0,6.2]
[null,null,"1999-03-09T20:30:00",3,9,21,2,"všední",3.8,"","",0,0,0,0,0,0,0,4.5999999999999996]
[null,null,"1999-03-09T21:30:00",3,9,22,2,"všední",2.7,"","",0,0,0,0,0,0,0,3]
[null,null,"1999-03-09T22:30:00",3,9,23,2,"všední",2.1,"","",0,{"$f":"IF($K1644=\"\",0,$K1644/3600*1.2*1010*($L$1-(M$11/100*($L$1-$I1644)+$I1644)))","v":0},0,0,0,0,0,2.4]
[null,null,"1999-03-09T23:30:00",3,9,24,2,"všední",1.5,"","",0,0,0,0,0,0,0,1.8]
[null,null,"1999-03-10T00:30:00",3,10,1,3,"všední",0.65,"","",0,0,0,0,0,0,0,1.2]
[null,null,"1999-03-10T01:30:00",3,10,2,3,"všední",-0.4,"","",0,0,0,0,0,0,0,0.1]
[null,null,"1999-03-10T02:30:00",3,10,3,3,"všední",-1.45,"","",0,0,0,0,0,0,0,-0.9]
[null,null,"1999-03-10T03:30:00",3,10,4,3,"všední",-2.25,"","",0,0,0,0,0,0,0,-2]
[null,null,"1999-03-10T04:30:00",3,10,5,3,"všední",-2.5499999999999998,"","",0,0,0,0,0,0,0,-2.5]
[null,null,"1999-03-10T05:30:00",3,10,6,3,"všední",-2.75,"","",0,0,0,0,0,0,0,-2.6]
[null,null,"1999-03-10T06:30:00",3,10,7,3,"všední",-1.55,"","",0,0,0,0,0,0,0,-2.9]
[null,null,"1999-03-10T07:30:00",3,10,8,3,"všední",1.4,1.4,324,2247.0480000000002,1123.5239999999999,898.8191999999998,741.52583999999979,449.40960000000013,224.70479999999986,0,-0.2]
[null,null,"1999-03-10T08:30:00",3,10,9,3,"všední",4.3,4.3,324,1930.7159999999999,{"$f":"IF($K1654=\"\",0,$K1654/3600*1.2*1010*($L$1-(M$11/100*($L$1-$I1654)+$I1654)))","v":965.35800000000017},772.28640000000019,637.13628000000006,386.14319999999992,193.07159999999996,0,3]
[null,null,"1999-03-10T09:30:00",3,10,10,3,"všední",6.35,6.35,324,1707.1020000000001,853.55099999999993,682.84079999999994,563.34366,341.42039999999986,170.71019999999976,0,5.6]
[null,null,"1999-03-10T10:30:00",3,10,11,3,"všední",7.7,7.7,324,1559.8440000000001,779.9219999999998,623.93759999999986,514.74851999999976,311.96879999999993,155.98439999999997,0,7.1]
[null,null,"1999-03-10T11:30:00",3,10,12,3,"všední",9.15,9.15,324,1401.6779999999999,700.83900000000006,560.6712,462.55373999999972,280.3356,140.1678,0,8.3000000000000007]
[null,null,"1999-03-10T12:30:00",3,10,13,3,"všední",10.4,10.4,324,1265.328,632.6640000000001,506.13120000000004,417.55823999999996,253.06560000000002,126.53280000000001,0,10]
[null,null,"1999-03-10T13:30:00",3,10,14,3,"všední",11.3,"","",0,0,0,0,0,0,0,10.8]
[null,null,"1999-03-10T14:30:00",3,10,15,3,"všední",11.75,"","",0,0,0,0,0,0,0,11.8]
[null,null,"1999-03-10T15:30:00",3,10,16,3,"všední",11.3,"","",0,0,0,0,0,0,0,11.7]
[null,null,"1999-03-10T16:30:00",3,10,17,3,"všední",9.75,"","",0,0,0,0,0,0,0,10.9]
[null,null,"1999-03-10T17:30:00",3,10,18,3,"všední",8.0500000000000007,"","",0,0,0,0,0,0,0,8.6]
[null,null,"1999-03-10T18:30:00",3,10,19,3,"všední",6.55,"","",0,{"$f":"IF($K1664=\"\",0,$K1664/3600*1.2*1010*($L$1-(M$11/100*($L$1-$I1664)+$I1664)))","v":0},0,0,0,0,0,7.5]
[null,null,"1999-03-10T19:30:00",3,10,20,3,"všední",5.45,"","",0,0,0,0,0,0,0,5.6]
[null,null,"1999-03-10T20:30:00",3,10,21,3,"všední",4.8499999999999996,"","",0,0,0,0,0,0,0,5.3]
[null,null,"1999-03-10T21:30:00",3,10,22,3,"všední",4.1500000000000004,"","",0,0,0,0,0,0,0,4.4000000000000004]
[null,null,"1999-03-10T22:30:00",3,10,23,3,"všední",3.6,"","",0,0,0,0,0,0,0,3.9]
[null,null,"1999-03-10T23:30:00",3,10,24,3,"všední",3.05,"","",0,0,0,0,0,0,0,3.3]
[null,null,"1999-03-11T00:30:00",3,11,1,4,"všední",2.5499999999999998,"","",0,0,0,0,0,0,0,2.8]
[null,null,"1999-03-11T01:30:00",3,11,2,4,"všední",2.1,"","",0,0,0,0,0,0,0,2.2999999999999998]
[null,null,"1999-03-11T02:30:00",3,11,3,4,"všední",1.65,"","",0,0,0,0,0,0,0,1.9]
[null,null,"1999-03-11T03:30:00",3,11,4,4,"všední",1.7,"","",0,0,0,0,0,0,0,1.4]
[null,null,"1999-03-11T04:30:00",3,11,5,4,"všední",1.8,"","",0,{"$f":"IF($K1674=\"\",0,$K1674/3600*1.2*1010*($L$1-(M$11/100*($L$1-$I1674)+$I1674)))","v":0},0,0,0,0,0,2]
[null,null,"1999-03-11T05:30:00",3,11,6,4,"všední",1.7,"","",0,0,0,0,0,0,0,1.6]
[null,null,"1999-03-11T06:30:00",3,11,7,4,"všední",2.15,"","",0,0,0,0,0,0,0,1.8]
[null,null,"1999-03-11T07:30:00",3,11,8,4,"všední",2.75,2.75,324,2099.79,1049.895,839.91600000000005,692.93069999999989,419.95800000000014,209.97900000000007,0,2.5]
[null,null,"1999-03-11T08:30:00",3,11,9,4,"všední",3.7,3.7,324,{"$f":"IF($K1678=\"\",0,$K1678/3600*1.2*1010*($L$1-(L$11*($L$1-$I1678)+$I1678)))","v":1996.164},998.08199999999988,798.46559999999999,658.73411999999973,399.2328,199.6163999999998,0,3]
[null,null,{"$f":"C1678+1/24","v":"1999-03-11T09:30:00"},3,11,10,{"$f":"WEEKDAY(C1679-1)","v":4},{"$f":"IF(G1679=6,\"víkend\",IF(G1679=7,\"víkend\",\"všední\"))","v":"všední"},4.7,{"$f":"+IF(K1679=\"\",\"\",I1679)","v":4.7},324,1887.0840000000001,943.5419999999998,754.83359999999982,622.73771999999997,377.41679999999968,188.70840000000004,0,4.4000000000000004]
[null,null,"1999-03-11T10:30:00",3,11,11,4,"všední",5.65,5.65,324,1783.4580000000001,891.72899999999981,713.38319999999987,588.54113999999981,356.69159999999954,178.34579999999977,0,5]
[null,null,"1999-03-11T11:30:00",3,11,12,4,"všední",6.9,6.9,324,1647.1079999999999,823.55400000000009,658.84320000000014,543.54563999999971,329.42159999999996,164.71079999999978,0,6.3]
[null,null,"1999-03-11T12:30:00",3,11,13,4,"všední",7.55,7.55,324,1576.2059999999999,788.10300000000018,630.4824000000001,520.14797999999996,315.24120000000005,157.62060000000002,0,7.5]
[null,null,"1999-03-11T13:30:00",3,11,14,4,"všední",7.5,"","",0,0,0,0,0,0,0,7.6]
[null,null,"1999-03-11T14:30:00",3,11,15,4,"všední",7.15,"","",0,{"$f":"IF($K1684=\"\",0,$K1684/3600*1.2*1010*($L$1-(M$11/100*($L$1-$I1684)+$I1684)))","v":0},0,0,0,0,0,7.4]
[null,null,"1999-03-11T15:30:00",3,11,16,4,"všední",6.8,"","",0,0,0,0,0,0,0,6.9]
[null,null,"1999-03-11T16:30:00",3,11,17,4,"všední",6.4,"",{"$f":"IF(H1686=\"víkend\",\"\",IF(I1686>$N$1,\"\",IF(OR(F1686<$E$5,F1686>$E$6),\"\",$L$4)))","v":""},0,0,0,0,0,0,0,6.7]
[null,null,"1999-03-11T17:30:00",3,11,18,4,"všední",5.4,"","",0,0,0,0,0,0,0,6.1]
[null,null,"1999-03-11T18:30:00",3,11,19,4,"všední",4.45,"","",0,0,0,0,0,0,0,4.7]
[null,null,"1999-03-11T19:30:00",3,11,20,4,"všední",4,"","",0,0,0,0,0,0,0,4.2]
[null,null,"1999-03-11T20:30:00",3,11,21,4,"všední",3.5,"","",0,0,0,0,0,0,0,3.8]
[null,null,"1999-03-11T21:30:00",3,11,22,4,"všední",3.35,"","",0,0,0,0,0,0,0,3.2]
[null,null,"1999-03-11T22:30:00",3,11,23,4,"všední",3.7,"","",0,0,0,0,0,0,0,3.5]
[null,null,"1999-03-11T23:30:00",3,11,24,4,"všední",4.05,"","",0,0,0,0,0,0,0,3.9]
[null,null,"1999-03-12T00:30:00",3,12,1,5,"všední",3.9,"","",0,{"$f":"IF($K1694=\"\",0,$K1694/3600*1.2*1010*($L$1-(M$11/100*($L$1-$I1694)+$I1694)))","v":0},0,0,0,0,0,4.2]
[null,null,"1999-03-12T01:30:00",3,12,2,5,"všední",3.35,"","",0,0,0,0,0,0,0,3.6]
[null,null,"1999-03-12T02:30:00",3,12,3,5,"všední",2.8,"","",0,0,0,0,0,0,0,3.1]
[null,null,"1999-03-12T03:30:00",3,12,4,5,"všední",2.4500000000000002,"","",0,0,0,0,0,0,0,2.5]
[null,null,"1999-03-12T04:30:00",3,12,5,5,"všední",2.4,"","",0,0,0,0,0,0,0,2.4]
[null,null,"1999-03-12T05:30:00",3,12,6,5,"všední",2.6,"","",0,0,0,0,0,0,0,2.4]
[null,null,"1999-03-12T06:30:00",3,12,7,5,"všední",3.15,"","",0,0,0,0,0,0,0,2.8]
[null,null,"1999-03-12T07:30:00",3,12,8,5,"všední",4.25,4.25,324,1936.17,968.08500000000004,774.46799999999996,638.93610000000012,387.2339999999997,193.61699999999985,0,3.5]
[null,null,"1999-03-12T08:30:00",3,12,9,5,"všední",5.05,5.05,324,1848.9059999999999,924.45300000000009,739.56240000000014,610.13897999999983,369.78120000000007,184.89060000000003,0,5]
[null,null,"1999-03-12T09:30:00",3,12,{"$f":"F1679","v":10},5,"všední",6.05,6.05,324,1739.8259999999998,869.91300000000012,695.9304000000003,574.14258000000007,347.96520000000015,173.98259999999988,0,5.0999999999999996]
[null,null,"1999-03-12T10:30:00",3,12,11,5,"všední",7.8,7.8,324,1548.9359999999999,{"$f":"IF($K1704=\"\",0,$K1704/3600*1.2*1010*($L$1-(M$11/100*($L$1-$I1704)+$I1704)))","v":774.46800000000019},619.57439999999997,511.14887999999996,309.78719999999998,154.89360000000019,0,7]
[null,null,"1999-03-12T11:30:00",3,12,12,5,"všední",8.35,8.35,324,1488.942,744.47099999999989,595.57680000000005,491.35086000000001,297.78839999999963,148.89420000000021,0,8.6]
[null,null,"1999-03-12T12:30:00",3,12,13,5,"všední",8.0500000000000007,8.0500000000000007,324,1521.6659999999999,760.83299999999997,608.66639999999984,502.14977999999962,304.33319999999992,152.16659999999996,0,8.1]
[null,null,"1999-03-12T13:30:00",3,12,14,5,"všední",8.1,"","",0,0,0,0,0,0,0,8]
[null,null,"1999-03-12T14:30:00",3,12,15,5,"všední",7.5,"","",0,0,0,0,0,0,0,8.1999999999999993]
[null,null,"1999-03-12T15:30:00",3,12,16,5,"všední",6.85,"","",0,0,0,0,0,0,0,6.8]
[null,null,"1999-03-12T16:30:00",3,12,17,5,"všední",6.85,"","",0,0,0,0,0,0,0,6.9]
[null,null,"1999-03-12T17:30:00",3,12,18,5,"všední",6.8,"","",0,0,0,0,0,0,0,6.8]
[null,null,"1999-03-12T18:30:00",3,12,19,5,"všední",6.7,"","",0,0,0,0,0,0,0,6.8]
[null,null,"1999-03-12T19:30:00",3,12,20,5,"všední",6.8,"","",0,0,0,0,0,0,0,6.6]
[null,null,"1999-03-12T20:30:00",3,12,21,5,"všední",7,"","",0,{"$f":"IF($K1714=\"\",0,$K1714/3600*1.2*1010*($L$1-(M$11/100*($L$1-$I1714)+$I1714)))","v":0},0,0,0,0,0,7]
[null,null,"1999-03-12T21:30:00",3,12,22,5,"všední",6.95,"","",0,0,0,0,0,0,0,7]
[null,null,"1999-03-12T22:30:00",3,12,23,5,"všední",6.8,"","",0,0,0,0,0,0,0,6.9]
[null,null,"1999-03-12T23:30:00",3,12,24,5,"všední",6.65,"","",0,0,0,0,0,0,0,6.7]
[null,null,"1999-03-13T00:30:00",3,13,1,6,"víkend",6.75,"","",0,0,0,0,0,0,0,6.6]
[null,null,"1999-03-13T01:30:00",3,13,2,6,"víkend",7.05,"","",0,0,0,0,0,0,0,6.9]
[null,null,"1999-03-13T02:30:00",3,13,3,6,"víkend",7.35,"","",0,0,0,0,0,0,0,7.2]
[null,null,"1999-03-13T03:30:00",3,13,4,6,"víkend",7.55,"","",0,0,0,0,0,0,0,7.5]
[null,null,"1999-03-13T04:30:00",3,13,5,6,"víkend",7.65,"","",0,0,0,0,0,0,0,7.6]
[null,null,"1999-03-13T05:30:00",3,13,6,6,"víkend",7.65,"","",0,0,0,0,0,0,0,7.7]
[null,null,"1999-03-13T06:30:00",3,13,7,6,"víkend",7.75,"","",0,{"$f":"IF($K1724=\"\",0,$K1724/3600*1.2*1010*($L$1-(M$11/100*($L$1-$I1724)+$I1724)))","v":0},0,0,0,0,0,7.6]
[null,null,"1999-03-13T07:30:00",3,13,8,6,"víkend",8.1999999999999993,"","",0,0,0,0,0,0,0,7.9]
[null,null,"1999-03-13T08:30:00",3,13,9,6,"víkend",8.6,"","",0,0,0,0,0,0,0,8.5]
[null,null,"1999-03-13T09:30:00",3,13,10,6,"víkend",9.0500000000000007,"","",0,0,0,0,0,0,0,8.6999999999999993]
[null,null,"1999-03-13T10:30:00",3,13,11,6,"víkend",9.4,"","",0,0,0,0,0,0,0,9.4]
[null,null,"1999-03-13T11:30:00",3,13,12,6,"víkend",9.5500000000000007,"","",0,0,0,0,0,0,0,9.4]
[null,null,"1999-03-13T12:30:00",3,13,13,6,"víkend",9.85,"","",0,0,0,0,0,0,0,9.6999999999999993]
[null,null,"1999-03-13T13:30:00",3,13,14,6,"víkend",9.6999999999999993,"","",0,0,0,0,0,0,0,10]
[null,null,"1999-03-13T14:30:00",3,13,15,6,"víkend",9.4499999999999993,"","",0,0,0,0,0,0,0,9.4]
[null,null,"1999-03-13T15:30:00",3,13,16,6,"víkend",9.4499999999999993,"","",0,0,0,0,0,0,0,9.5]
[null,null,"1999-03-13T16:30:00",3,13,17,6,"víkend",8.5,"","",0,{"$f":"IF($K1734=\"\",0,$K1734/3600*1.2*1010*($L$1-(M$11/100*($L$1-$I1734)+$I1734)))","v":0},0,0,0,0,0,9.4]
[null,null,"1999-03-13T17:30:00",3,13,18,6,"víkend",7.3,"","",0,0,0,0,0,0,0,7.6]
[null,null,"1999-03-13T18:30:00",3,13,19,6,"víkend",7.05,"","",0,0,0,0,0,0,0,7]
[null,null,"1999-03-13T19:30:00",3,13,20,6,"víkend",4.25,"","",0,0,0,0,0,0,0,7.1]
[null,null,"1999-03-13T20:30:00",3,13,21,6,"víkend",1.3,"","",0,0,0,0,0,0,0,1.4]
[null,null,"1999-03-13T21:30:00",3,13,22,6,"víkend",1.3,"","",0,0,0,0,0,0,0,1.2]
[null,null,"1999-03-13T22:30:00",3,13,23,6,"víkend",1.5,"","",0,0,0,0,0,0,0,1.4]
[null,null,"1999-03-13T23:30:00",3,13,24,6,"víkend",1.7,"","",0,0,0,0,0,0,0,1.6]
[null,null,"1999-03-14T00:30:00",3,14,1,7,"víkend",1.65,"","",{"$f":"IF($K1742=\"\",0,$K1742/3600*1.2*1010*($L$1-(L$11*($L$1-$I1742)+$I1742)))","v":0},0,0,0,0,0,0,1.8]
[null,null,{"$f":"C1742+1/24","v":"1999-03-14T01:30:00"},3,14,2,{"$f":"WEEKDAY(C1743-1)","v":7},{"$f":"IF(G1743=6,\"víkend\",IF(G1743=7,\"víkend\",\"všední\"))","v":"víkend"},1.4,{"$f":"+IF(K1743=\"\",\"\",I1743)","v":""},"",0,0,0,0,0,0,0,1.5]
[null,null,"1999-03-14T02:30:00",3,14,3,7,"víkend",1.1499999999999999,"","",0,{"$f":"IF($K1744=\"\",0,$K1744/3600*1.2*1010*($L$1-(M$11/100*($L$1-$I1744)+$I1744)))","v":0},0,0,0,0,0,1.3]
[null,null,"1999-03-14T03:30:00",3,14,4,7,"víkend",0.7,"","",0,0,0,0,0,0,0,1]
[null,null,"1999-03-14T04:30:00",3,14,5,7,"víkend",0.8,"","",0,0,0,0,0,0,0,0.4]
[null,null,"1999-03-14T05:30:00",3,14,6,7,"víkend",1.05,"","",0,0,0,0,0,0,0,1.2]
[null,null,"1999-03-14T06:30:00",3,14,7,7,"víkend",1.1499999999999999,"","",0,0,0,0,0,0,0,0.9]
[null,null,"1999-03-14T07:30:00",3,14,8,7,"víkend",1.75,"","",0,0,0,0,0,0,0,1.4]
[null,null,"1999-03-14T08:30:00",3,14,9,7,"víkend",2,"",{"$f":"IF(H1750=\"víkend\",\"\",IF(I1750>$N$1,\"\",IF(OR(F1750<$E$5,F1750>$E$6),\"\",$L$4)))","v":""},0,0,0,0,0,0,0,2.1]
[null,null,"1999-03-14T09:30:00",3,14,10,7,"víkend",2.75,"","",0,0,0,0,0,0,0,1.9]
[null,null,"1999-03-14T10:30:00",3,14,11,7,"víkend",3.9,"","",0,0,0,0,0,0,0,3.6]
[null,null,"1999-03-14T11:30:00",3,14,12,7,"víkend",4.1500000000000004,"","",0,0,0,0,0,0,0,4.2]
[null,null,"1999-03-14T12:30:00",3,14,13,7,"víkend",4.05,"","",0,{"$f":"IF($K1754=\"\",0,$K1754/3600*1.2*1010*($L$1-(M$11/100*($L$1-$I1754)+$I1754)))","v":0},0,0,0,0,0,4.0999999999999996]
[null,null,"1999-03-14T13:30:00",3,14,14,7,"víkend",3.4,"","",0,0,0,0,0,0,0,4]
[null,null,"1999-03-14T14:30:00",3,14,15,7,"víkend",2.75,"","",0,0,0,0,0,0,0,2.8]
[null,null,"1999-03-14T15:30:00",3,14,16,7,"víkend",2.7,"","",0,0,0,0,0,0,0,2.7]
[null,null,"1999-03-14T16:30:00",3,14,17,7,"víkend",2.2999999999999998,"","",0,0,0,0,0,0,0,2.7]
[null,null,"1999-03-14T17:30:00",3,14,18,7,"víkend",0.95,"","",0,0,0,0,0,0,0,1.9]
[null,null,"1999-03-14T18:30:00",3,14,19,7,"víkend",-0.05,"","",0,0,0,0,0,0,0,0]
[null,null,"1999-03-14T19:30:00",3,14,20,7,"víkend",-0.45,"","",0,0,0,0,0,0,0,-0.1]
[null,null,"1999-03-14T20:30:00",3,14,21,7,"víkend",-0.4,"","",0,0,0,0,0,0,0,-0.8]
[null,null,"1999-03-14T21:30:00",3,14,22,7,"víkend",0.1,"","",0,0,0,0,0,0,0,0]
[null,null,"1999-03-14T22:30:00",3,14,23,7,"víkend",0.35,"","",0,{"$f":"IF($K1764=\"\",0,$K1764/3600*1.2*1010*($L$1-(M$11/100*($L$1-$I1764)+$I1764)))","v":0},0,0,0,0,0,0.2]
[null,null,"1999-03-14T23:30:00",3,14,24,7,"víkend",0.6,"","",0,0,0,0,0,0,0,0.5]
[null,null,"1999-03-15T00:30:00",3,15,1,1,"všední",0.7,"","",0,0,0,0,0,0,0,0.7]
[null,null,"1999-03-15T01:30:00",3,15,{"$f":"F1743","v":2},1,"všední",0.75,"","",0,0,0,0,0,0,0,0.7]
[null,null,"1999-03-15T02:30:00",3,15,3,1,"všední",0.8,"","",0,0,0,0,0,0,0,0.8]
[null,null,"1999-03-15T03:30:00",3,15,4,1,"všední",1.05,"","",0,0,0,0,0,0,0,0.8]
[null,null,"1999-03-15T04:30:00",3,15,5,1,"všední",1.45,"","",0,0,0,0,0,0,0,1.3]
[null,null,"1999-03-15T05:30:00",3,15,6,1,"všední",1.7,"","",0,0,0,0,0,0,0,1.6]
[null,null,"1999-03-15T06:30:00",3,15,7,1,"všední",2.2999999999999998,"","",0,0,0,0,0,0,0,1.8]
[null,null,"1999-03-15T07:30:00",3,15,8,1,"všední",2.95,2.95,324,2077.9740000000002,1038.9869999999999,831.18960000000004,685.73141999999996,415.59479999999985,207.79740000000012,0,2.8]
[null,null,"1999-03-15T08:30:00",3,15,9,1,"všední",3.25,3.25,324,2045.25,{"$f":"IF($K1774=\"\",0,$K1774/3600*1.2*1010*($L$1-(M$11/100*($L$1-$I1774)+$I1774)))","v":1022.625},818.1,674.9325,409.05,204.52500000000001,0,3.1]
[null,null,"1999-03-15T09:30:00",3,15,10,1,"všední",3.65,3.65,324,2001.6180000000002,1000.8089999999999,800.6472,660.5339399999998,400.32359999999977,200.16180000000008,0,3.4]
[null,null,"1999-03-15T10:30:00",3,15,11,1,"všední",3.55,3.55,324,2012.5259999999998,1006.2630000000001,805.01040000000023,664.13357999999994,402.50520000000012,201.25259999999986,0,3.9]
[null,null,"1999-03-15T11:30:00",3,15,12,1,"všední",2.95,2.95,324,2077.9740000000002,1038.9869999999999,831.18960000000004,685.73141999999996,415.59479999999985,207.79740000000012,0,3.2]
[null,null,"1999-03-15T12:30:00",3,15,13,1,"všední",3,3,324,2072.52,1036.26,829.00799999999992,683.93159999999989,414.50399999999968,207.25199999999984,0,2.7]
[null,null,"1999-03-15T13:30:00",3,15,14,1,"všední",3,"","",0,0,0,0,0,0,0,3.3]
[null,null,"1999-03-15T14:30:00",3,15,15,1,"všední",2.9,"","",0,0,0,0,0,0,0,2.7]
[null,null,"1999-03-15T15:30:00",3,15,16,1,"všední",2.7,"","",0,0,0,0,0,0,0,3.1]
[null,null,"1999-03-15T16:30:00",3,15,17,1,"všední",2,"","",0,0,0,0,0,0,0,2.2999999999999998]
[null,null,"1999-03-15T17:30:00",3,15,18,1,"všední",1.35,"","",0,0,0,0,0,0,0,1.7]
[null,null,"1999-03-15T18:30:00",3,15,19,1,"všední",1.1000000000000001,"","",0,{"$f":"IF($K1784=\"\",0,$K1784/3600*1.2*1010*($L$1-(M$11/100*($L$1-$I1784)+$I1784)))","v":0},0,0,0,0,0,1]
[null,null,"1999-03-15T19:30:00",3,15,20,1,"všední",1.4,"","",0,0,0,0,0,0,0,1.2]
[null,null,"1999-03-15T20:30:00",3,15,21,1,"všední",1.5,"","",0,0,0,0,0,0,0,1.6]
[null,null,"1999-03-15T21:30:00",3,15,22,1,"všední",1.2,"","",0,0,0,0,0,0,0,1.4]
[null,null,"1999-03-15T22:30:00",3,15,23,1,"všední",0.8,"","",0,0,0,0,0,0,0,1]
[null,null,"1999-03-15T23:30:00",3,15,24,1,"všední",0.4,"","",0,0,0,0,0,0,0,0.6]
[null,null,"1999-03-16T00:30:00",3,16,1,2,"všední",0.2,"","",0,0,0,0,0,0,0,0.2]
[null,null,"1999-03-16T01:30:00",3,16,2,2,"všední",0.25,"","",0,0,0,0,0,0,0,0.2]
[null,null,"1999-03-16T02:30:00",3,16,3,2,"všední",0.3,"","",0,0,0,0,0,0,0,0.3]
[null,null,"1999-03-16T03:30:00",3,16,4,2,"všední",0.6,"","",0,0,0,0,0,0,0,0.3]
[null,null,"1999-03-16T04:30:00",3,16,5,2,"všední",0.95,"","",0,{"$f":"IF($K1794=\"\",0,$K1794/3600*1.2*1010*($L$1-(M$11/100*($L$1-$I1794)+$I1794)))","v":0},0,0,0,0,0,0.9]
[null,null,"1999-03-16T05:30:00",3,16,6,2,"všední",0.6,"","",0,0,0,0,0,0,0,1]
[null,null,"1999-03-16T06:30:00",3,16,7,2,"všední",0.15,"","",0,0,0,0,0,0,0,0.2]
[null,null,"1999-03-16T07:30:00",3,16,8,2,"všední",0.65,0.65,324,2328.8580000000002,1164.4289999999999,931.54319999999984,768.52313999999967,465.77159999999992,232.88579999999979,0,0.1]
[null,null,"1999-03-16T08:30:00",3,16,9,2,"všední",2.15,2.15,324,2165.2380000000003,1082.6189999999999,866.09519999999998,714.52853999999979,433.04759999999987,216.52379999999994,0,1.2]
[null,null,"1999-03-16T09:30:00",3,16,10,2,"všední",2.65,2.65,324,2110.6980000000003,1055.3489999999999,844.27919999999983,696.5303399999998,422.13959999999969,211.06979999999984,0,3.1]
[null,null,"1999-03-16T10:30:00",3,16,11,2,"všední",3.35,3.35,324,2034.3419999999999,1017.171,813.73680000000013,671.3328600000001,406.86840000000007,203.43419999999983,0,2.2000000000000002]
[null,null,"1999-03-16T11:30:00",3,16,12,2,"všední",3.05,3.05,324,2067.0659999999998,1033.5330000000001,826.82640000000015,682.13177999999982,413.4131999999999,206.70659999999995,0,4.5]
[null,null,"1999-03-16T12:30:00",3,16,13,2,"všední",2.85,2.85,324,2088.8819999999996,1044.441,835.55280000000016,689.33105999999998,417.7763999999998,208.8881999999999,0,1.6]
[null,null,"1999-03-16T13:30:00",3,16,14,2,"všední",4.45,"","",0,0,0,0,0,0,0,4.0999999999999996]
[null,null,"1999-03-16T14:30:00",3,16,15,2,"všední",4.5,"","",0,{"$f":"IF($K1804=\"\",0,$K1804/3600*1.2*1010*($L$1-(M$11/100*($L$1-$I1804)+$I1804)))","v":0},0,0,0,0,0,4.8]
[null,null,"1999-03-16T15:30:00",3,16,16,2,"všední",3.7,"","",0,0,0,0,0,0,0,4.2]
[null,null,"1999-03-16T16:30:00",3,16,17,2,"všední",2.9,"","",{"$f":"IF($K1806=\"\",0,$K1806/3600*1.2*1010*($L$1-(L$11*($L$1-$I1806)+$I1806)))","v":0},0,0,0,0,0,0,3.2]
[null,null,{"$f":"C1806+1/24","v":"1999-03-16T17:30:00"},3,16,18,{"$f":"WEEKDAY(C1807-1)","v":2},{"$f":"IF(G1807=6,\"víkend\",IF(G1807=7,\"víkend\",\"všední\"))","v":"všední"},2.2000000000000002,{"$f":"+IF(K1807=\"\",\"\",I1807)","v":""},"",0,0,0,0,0,0,0,2.6]
[null,null,"1999-03-16T18:30:00",3,16,19,2,"všední",1.8,"","",0,0,0,0,0,0,0,1.8]
[null,null,"1999-03-16T19:30:00",3,16,20,2,"všední",1.2,"","",0,0,0,0,0,0,0,1.8]
[null,null,"1999-03-16T20:30:00",3,16,21,2,"všední",0.35,"","",0,0,0,0,0,0,0,0.6]
[null,null,"1999-03-16T21:30:00",3,16,22,2,"všední",0.05,"","",0,0,0,0,0,0,0,0.1]
[null,null,"1999-03-16T22:30:00",3,16,23,2,"všední",-0.1,"","",0,0,0,0,0,0,0,0]
[null,null,"1999-03-16T23:30:00",3,16,24,2,"všední",-0.25,"","",0,0,0,0,0,0,0,-0.2]
[null,null,"1999-03-17T00:30:00",3,17,1,3,"všední",-0.35,"",{"$f":"IF(H1814=\"víkend\",\"\",IF(I1814>$N$1,\"\",IF(OR(F1814<$E$5,F1814>$E$6),\"\",$L$4)))","v":""},0,{"$f":"IF($K1814=\"\",0,$K1814/3600*1.2*1010*($L$1-(M$11/100*($L$1-$I1814)+$I1814)))","v":0},0,0,0,0,0,-0.3]
[null,null,"1999-03-17T01:30:00",3,17,2,3,"všední",-0.45,"","",0,0,0,0,0,0,0,-0.4]
[null,null,"1999-03-17T02:30:00",3,17,3,3,"všední",-0.55000000000000004,"","",0,0,0,0,0,0,0,-0.5]
[null,null,"1999-03-17T03:30:00",3,17,4,3,"všední",-0.7,"","",0,0,0,0,0,0,0,-0.6]
[null,null,"1999-03-17T04:30:00",3,17,5,3,"všední",-0.9,"","",0,0,0,0,0,0,0,-0.8]
[null,null,"1999-03-17T05:30:00",3,17,6,3,"všední",-0.9,"","",0,0,0,0,0,0,0,-1]
[null,null,"1999-03-17T06:30:00",3,17,7,3,"všední",0.25,"","",0,0,0,0,0,0,0,-0.8]
[null,null,"1999-03-17T07:30:00",3,17,8,3,"všední",2.0499999999999998,2.0499999999999998,324,2176.1459999999997,1088.0730000000001,870.45839999999998,718.12818000000004,435.22919999999982,217.61460000000011,0,1.3]
[null,null,"1999-03-17T08:30:00",3,17,9,3,"všední",3.1,3.1,324,2061.6119999999996,1030.806,824.64480000000026,680.33195999999998,412.32240000000013,206.16120000000006,0,2.8]
[null,null,"1999-03-17T09:30:00",3,17,10,3,"všední",4.3,4.3,324,1930.7159999999999,965.35800000000017,772.28640000000019,637.13628000000006,386.14319999999992,193.07159999999996,0,3.4]
[null,null,"1999-03-17T10:30:00",3,17,11,3,"všední",5.6,5.6,324,1788.9119999999998,{"$f":"IF($K1824=\"\",0,$K1824/3600*1.2*1010*($L$1-(M$11/100*($L$1-$I1824)+$I1824)))","v":894.45600000000013},715.56480000000022,590.34095999999988,357.78240000000011,178.89120000000005,0,5.2]
[null,null,"1999-03-17T11:30:00",3,17,12,3,"všední",5.8,5.8,324,1767.096,883.54800000000012,706.83839999999998,583.14167999999995,353.41919999999982,176.70960000000011,0,6]
[null,null,"1999-03-17T12:30:00",3,17,13,3,"všední",5.85,5.85,324,1761.6419999999998,880.82100000000014,704.65680000000009,581.34186000000034,352.32840000000004,176.16420000000022,0,5.6]
[null,null,"1999-03-17T13:30:00",3,17,14,3,"všední",6.35,"","",0,0,0,0,0,0,0,6.1]
[null,null,"1999-03-17T14:30:00",3,17,15,3,"všední",6.65,"","",0,0,0,0,0,0,0,6.6]
[null,null,"1999-03-17T15:30:00",3,17,16,3,"všední",6.65,"","",0,0,0,0,0,0,0,6.7]
[null,null,"1999-03-17T16:30:00",3,17,17,3,"všední",6.4,"","",0,0,0,0,0,0,0,6.6]
[null,null,"1999-03-17T17:30:00",3,17,{"$f":"F1807","v":18},3,"všední",5.15,"","",0,0,0,0,0,0,0,6.2]
[null,null,"1999-03-17T18:30:00",3,17,19,3,"všední",3.95,"","",0,0,0,0,0,0,0,4.0999999999999996]
[null,null,"1999-03-17T19:30:00",3,17,20,3,"všední",3.75,"","",0,0,0,0,0,0,0,3.8]
[null,null,"1999-03-17T20:30:00",3,17,21,3,"všední",3.55,"","",0,{"$f":"IF($K1834=\"\",0,$K1834/3600*1.2*1010*($L$1-(M$11/100*($L$1-$I1834)+$I1834)))","v":0},0,0,0,0,0,3.7]
[null,null,"1999-03-17T21:30:00",3,17,22,3,"všední",3.4,"","",0,0,0,0,0,0,0,3.4]
[null,null,"1999-03-17T22:30:00",3,17,23,3,"všední",3.4,"","",0,0,0,0,0,0,0,3.4]
[null,null,"1999-03-17T23:30:00",3,17,24,3,"všední",3.4,"","",0,0,0,0,0,0,0,3.4]
[null,null,"1999-03-18T00:30:00",3,18,1,4,"všední",3.3,"","",0,0,0,0,0,0,0,3.4]
[null,null,"1999-03-18T01:30:00",3,18,2,4,"všední",3.15,"","",0,0,0,0,0,0,0,3.2]
[null,null,"1999-03-18T02:30:00",3,18,3,4,"všední",3,"","",0,0,0,0,0,0,0,3.1]
[null,null,"1999-03-18T03:30:00",3,18,4,4,"všední",2.95,"","",0,0,0,0,0,0,0,2.9]
[null,null,"1999-03-18T04:30:00",3,18,5,4,"všední",3,"","",0,0,0,0,0,0,0,3]
[null,null,"1999-03-18T05:30:00",3,18,6,4,"všední",3.05,"","",0,0,0,0,0,0,0,3]
[null,null,"1999-03-18T06:30:00",3,18,7,4,"všední",3.4,"","",0,{"$f":"IF($K1844=\"\",0,$K1844/3600*1.2*1010*($L$1-(M$11/100*($L$1-$I1844)+$I1844)))","v":0},0,0,0,0,0,3.1]
[null,null,"1999-03-18T07:30:00",3,18,8,4,"všední",4,4,324,1963.44,981.72,785.37600000000009,647.93519999999978,392.68800000000016,196.34400000000008,0,3.7]
[null,null,"1999-03-18T08:30:00",3,18,9,4,"všední",5.15,5.15,324,1837.998,918.99899999999991,735.19919999999979,606.5393399999997,367.59959999999973,183.79979999999986,0,4.3]
[null,null,"1999-03-18T09:30:00",3,18,10,4,"všední",6.6,6.6,324,1679.8320000000001,839.91599999999994,671.93280000000004,554.34456000000011,335.96639999999979,167.9831999999999,0,6]
[null,null,"1999-03-18T10:30:00",3,18,11,4,"všední",7.55,7.55,324,1576.2059999999999,788.10300000000018,630.4824000000001,520.14797999999996,315.24120000000005,157.62060000000002,0,7.2]
[null,null,"1999-03-18T11:30:00",3,18,12,4,"všední",7.7,7.7,324,1559.8440000000001,779.9219999999998,623.93759999999986,514.74851999999976,311.96879999999993,155.98439999999997,0,7.9]
[null,null,"1999-03-18T12:30:00",3,18,13,4,"všední",7.65,7.65,324,1565.298,782.64900000000011,626.11920000000021,516.54834000000017,313.0595999999997,156.52980000000025,0,7.5]
[null,null,"1999-03-18T13:30:00",3,18,14,4,"všední",8.1,"","",0,0,0,0,0,0,0,7.8]
[null,null,"1999-03-18T14:30:00",3,18,15,4,"všední",8.8000000000000007,"","",0,0,0,0,0,0,0,8.4]
[null,null,"1999-03-18T15:30:00",3,18,16,4,"všední",8.75,"","",0,0,0,0,0,0,0,9.1999999999999993]
[null,null,"1999-03-18T16:30:00",3,18,17,4,"všední",8,"","",0,{"$f":"IF($K1854=\"\",0,$K1854/3600*1.2*1010*($L$1-(M$11/100*($L$1-$I1854)+$I1854)))","v":0},0,0,0,0,0,8.3000000000000007]
[null,null,"1999-03-18T17:30:00",3,18,18,4,"všední",7.25,"","",0,0,0,0,0,0,0,7.7]
[null,null,"1999-03-18T18:30:00",3,18,19,4,"všední",6.3,"","",0,0,0,0,0,0,0,6.8]
[null,null,"1999-03-18T19:30:00",3,18,20,4,"všední",5,"","",0,0,0,0,0,0,0,5.8]
[null,null,"1999-03-18T20:30:00",3,18,21,4,"všední",4.1500000000000004,"","",0,0,0,0,0,0,0,4.2]
[null,null,"1999-03-18T21:30:00",3,18,22,4,"všední",3.9,"","",0,0,0,0,0,0,0,4.0999999999999996]
[null,null,"1999-03-18T22:30:00",3,18,23,4,"všední",3.5,"","",0,0,0,0,0,0,0,3.7]
[null,null,"1999-03-18T23:30:00",3,18,24,4,"všední",3.1,"","",0,0,0,0,0,0,0,3.3]
[null,null,"1999-03-19T00:30:00",3,19,1,5,"všední",2.5,"","",0,0,0,0,0,0,0,2.9]
[null,null,"1999-03-19T01:30:00",3,19,2,5,"všední",1.7,"","",0,0,0,0,0,0,0,2.1]
[null,null,"1999-03-19T02:30:00",3,19,3,5,"všední",0.9,"","",0,{"$f":"IF($K1864=\"\",0,$K1864/3600*1.2*1010*($L$1-(M$11/100*($L$1-$I1864)+$I1864)))","v":0},0,0,0,0,0,1.3]
[null,null,"1999-03-19T03:30:00",3,19,4,5,"všední",0.25,"","",0,0,0,0,0,0,0,0.5]
[null,null,"1999-03-19T04:30:00",3,19,5,5,"všední",0.1,"","",0,0,0,0,0,0,0,0]
[null,null,"1999-03-19T05:30:00",3,19,6,5,"všední",0.45,"","",0,0,0,0,0,0,0,0.2]
[null,null,"1999-03-19T06:30:00",3,19,7,5,"všední",1.2,"","",0,0,0,0,0,0,0,0.7]
[null,null,"1999-03-19T07:30:00",3,19,8,5,"všední",2.5499999999999998,2.5499999999999998,324,2121.6059999999998,1060.8030000000001,848.64240000000007,700.12998000000016,424.32120000000003,212.16060000000002,0,1.7]
[null,null,"1999-03-19T08:30:00",3,19,9,5,"všední",4.45,4.45,324,{"$f":"IF($K1870=\"\",0,$K1870/3600*1.2*1010*($L$1-(L$11*($L$1-$I1870)+$I1870)))","v":1914.354},957.17699999999979,765.74159999999995,631.73681999999985,382.8707999999998,191.4353999999999,0,3.4]
[null,null,{"$f":"C1870+1/24","v":"1999-03-19T09:30:00"},3,19,10,{"$f":"WEEKDAY(C1871-1)","v":5},{"$f":"IF(G1871=6,\"víkend\",IF(G1871=7,\"víkend\",\"všední\"))","v":"všední"},6.8,{"$f":"+IF(K1871=\"\",\"\",I1871)","v":6.8},324,1658.0159999999998,829.00800000000015,663.20640000000014,547.14528000000018,331.6031999999999,165.80159999999995,0,5.5]
[null,null,"1999-03-19T10:30:00",3,19,11,5,"všední",8.85,8.85,324,1434.402,717.20099999999991,573.76080000000013,473.35266000000013,286.8803999999999,143.44019999999975,0,8.1]
[null,null,"1999-03-19T11:30:00",3,19,12,5,"všední",10.050000000000001,10.050000000000001,324,1303.5059999999999,651.75300000000016,521.40240000000017,430.15698000000003,260.70120000000009,130.35060000000004,0,9.6]
[null,null,"1999-03-19T12:30:00",3,19,13,5,"všední",10.85,10.85,324,1216.242,{"$f":"IF($K1874=\"\",0,$K1874/3600*1.2*1010*($L$1-(M$11/100*($L$1-$I1874)+$I1874)))","v":608.12099999999987},486.49680000000006,401.35986000000008,243.24840000000003,121.62420000000022,0,10.5]
[null,null,"1999-03-19T13:30:00",3,19,14,5,"všední",11.9,"","",0,0,0,0,0,0,0,11.2]
[null,null,"1999-03-19T14:30:00",3,19,15,5,"všední",12.35,"","",0,0,0,0,0,0,0,12.6]
[null,null,"1999-03-19T15:30:00",3,19,16,5,"všední",11.75,"","",0,0,0,0,0,0,0,12.1]
[null,null,"1999-03-19T16:30:00",3,19,17,5,"všední",10.9,"",{"$f":"IF(H1878=\"víkend\",\"\",IF(I1878>$N$1,\"\",IF(OR(F1878<$E$5,F1878>$E$6),\"\",$L$4)))","v":""},0,0,0,0,0,0,0,11.4]
[null,null,"1999-03-19T17:30:00",3,19,18,5,"všední",9.9499999999999993,"","",0,0,0,0,0,0,0,10.4]
[null,null,"1999-03-19T18:30:00",3,19,19,5,"všední",9.35,"","",0,0,0,0,0,0,0,9.5]
[null,null,"1999-03-19T19:30:00",3,19,20,5,"všední",8.9499999999999993,"","",0,0,0,0,0,0,0,9.1999999999999993]
[null,null,"1999-03-19T20:30:00",3,19,21,5,"všední",8.65,"","",0,0,0,0,0,0,0,8.6999999999999993]
[null,null,"1999-03-19T21:30:00",3,19,22,5,"všední",8.3000000000000007,"","",0,0,0,0,0,0,0,8.6]
[null,null,"1999-03-19T22:30:00",3,19,23,5,"všední",7.75,"","",0,{"$f":"IF($K1884=\"\",0,$K1884/3600*1.2*1010*($L$1-(M$11/100*($L$1-$I1884)+$I1884)))","v":0},0,0,0,0,0,8]
[null,null,"1999-03-19T23:30:00",3,19,24,5,"všední",7.2,"","",0,0,0,0,0,0,0,7.5]
[null,null,"1999-03-20T00:30:00",3,20,1,6,"víkend",6.75,"","",0,0,0,0,0,0,0,6.9]
[null,null,"1999-03-20T01:30:00",3,20,2,6,"víkend",6.4,"","",0,0,0,0,0,0,0,6.6]
[null,null,"1999-03-20T02:30:00",3,20,3,6,"víkend",6.05,"","",0,0,0,0,0,0,0,6.2]
[null,null,"1999-03-20T03:30:00",3,20,4,6,"víkend",5.8,"","",0,0,0,0,0,0,0,5.9]
[null,null,"1999-03-20T04:30:00",3,20,5,6,"víkend",5.45,"","",0,0,0,0,0,0,0,5.7]
[null,null,"1999-03-20T05:30:00",3,20,6,6,"víkend",5.25,"","",0,0,0,0,0,0,0,5.2]
[null,null,"1999-03-20T06:30:00",3,20,7,6,"víkend",5.45,"","",0,0,0,0,0,0,0,5.3]
[null,null,"1999-03-20T07:30:00",3,20,8,6,"víkend",6.1,"","",0,0,0,0,0,0,0,5.6]
[null,null,"1999-03-20T08:30:00",3,20,9,6,"víkend",7,"","",0,{"$f":"IF($K1894=\"\",0,$K1894/3600*1.2*1010*($L$1-(M$11/100*($L$1-$I1894)+$I1894)))","v":0},0,0,0,0,0,6.6]
[null,null,"1999-03-20T09:30:00",3,20,{"$f":"F1871","v":10},6,"víkend",7.6,"","",0,0,0,0,0,0,0,7.4]
[null,null,"1999-03-20T10:30:00",3,20,11,6,"víkend",7.7,"","",0,0,0,0,0,0,0,7.8]
[null,null,"1999-03-20T11:30:00",3,20,12,6,"víkend",7.7,"","",0,0,0,0,0,0,0,7.6]
[null,null,"1999-03-20T12:30:00",3,20,13,6,"víkend",8.1,"","",0,0,0,0,0,0,0,7.8]
[null,null,"1999-03-20T13:30:00",3,20,14,6,"víkend",8.4499999999999993,"","",0,0,0,0,0,0,0,8.4]
[null,null,"1999-03-20T14:30:00",3,20,15,6,"víkend",8.1999999999999993,"","",0,0,0,0,0,0,0,8.5]
[null,null,"1999-03-20T15:30:00",3,20,16,6,"víkend",7.7,"","",0,0,0,0,0,0,0,7.9]
[null,null,"1999-03-20T16:30:00",3,20,17,6,"víkend",7.55,"","",0,0,0,0,0,0,0,7.5]
[null,null,"1999-03-20T17:30:00",3,20,18,6,"víkend",7.5,"","",0,0,0,0,0,0,0,7.6]
[null,null,"1999-03-20T18:30:00",3,20,19,6,"víkend",7.5,"","",0,{"$f":"IF($K1904=\"\",0,$K1904/3600*1.2*1010*($L$1-(M$11/100*($L$1-$I1904)+$I1904)))","v":0},0,0,0,0,0,7.4]
[null,null,"1999-03-20T19:30:00",3,20,20,6,"víkend",7.95,"","",0,0,0,0,0,0,0,7.6]
[null,null,"1999-03-20T20:30:00",3,20,21,6,"víkend",8.5,"","",0,0,0,0,0,0,0,8.3000000000000007]
[null,null,"1999-03-20T21:30:00",3,20,22,6,"víkend",8.6,"","",0,0,0,0,0,0,0,8.6999999999999993]
[null,null,"1999-03-20T22:30:00",3,20,23,6,"víkend",8.4499999999999993,"","",0,0,0,0,0,0,0,8.5]
[null,null,"1999-03-20T23:30:00",3,20,24,6,"víkend",8.3000000000000007,"","",0,0,0,0,0,0,0,8.4]
[null,null,"1999-03-21T00:30:00",3,21,1,7,"víkend",8.15,"","",0,0,0,0,0,0,0,8.1999999999999993]
[null,null,"1999-03-21T01:30:00",3,21,2,7,"víkend",8.1,"","",0,0,0,0,0,0,0,8.1]
[null,null,"1999-03-21T02:30:00",3,21,3,7,"víkend",8.0500000000000007,"","",0,0,0,0,0,0,0,8.1]
[null,null,"1999-03-21T03:30:00",3,21,4,7,"víkend",7.9,"","",0,0,0,0,0,0,0,8]
[null,null,"1999-03-21T04:30:00",3,21,5,7,"víkend",7.45,"","",0,{"$f":"IF($K1914=\"\",0,$K1914/3600*1.2*1010*($L$1-(M$11/100*($L$1-$I1914)+$I1914)))","v":0},0,0,0,0,0,7.8]
[null,null,"1999-03-21T05:30:00",3,21,6,7,"víkend",7.2,"","",0,0,0,0,0,0,0,7.1]
[null,null,"1999-03-21T06:30:00",3,21,7,7,"víkend",8.1,"","",0,0,0,0,0,0,0,7.3]
[null,null,"1999-03-21T07:30:00",3,21,8,7,"víkend",9.65,"","",0,0,0,0,0,0,0,8.9]
[null,null,"1999-03-21T08:30:00",3,21,9,7,"víkend",10.5,"","",0,0,0,0,0,0,0,10.4]
[null,null,"1999-03-21T09:30:00",3,21,10,7,"víkend",11.5,"","",0,0,0,0,0,0,0,10.6]
[null,null,"1999-03-21T10:30:00",3,21,11,7,"víkend",12.7,"","",0,0,0,0,0,0,0,12.4]
[null,null,"1999-03-21T11:30:00",3,21,12,7,"víkend",13.9,"","",0,0,0,0,0,0,0,13]
[null,null,"1999-03-21T12:30:00",3,21,13,7,"víkend",14.8,"","",0,0,0,0,0,0,0,14.8]
[null,null,"1999-03-21T13:30:00",3,21,14,7,"víkend",13.95,"","",0,0,0,0,0,0,0,14.8]
[null,null,"1999-03-21T14:30:00",3,21,15,7,"víkend",12.6,"","",0,{"$f":"IF($K1924=\"\",0,$K1924/3600*1.2*1010*($L$1-(M$11/100*($L$1-$I1924)+$I1924)))","v":0},0,0,0,0,0,13.1]
[null,null,"1999-03-21T15:30:00",3,21,16,7,"víkend",11.85,"","",0,0,0,0,0,0,0,12.1]
[null,null,"1999-03-21T16:30:00",3,21,17,7,"víkend",11.6,"","",0,0,0,0,0,0,0,11.6]
[null,null,"1999-03-21T17:30:00",3,21,18,7,"víkend",11.45,"","",0,0,0,0,0,0,0,11.6]
[null,null,"1999-03-21T18:30:00",3,21,19,7,"víkend",8.85,"","",0,0,0,0,0,0,0,11.3]
[null,null,"1999-03-21T19:30:00",3,21,20,7,"víkend",5.55,"","",0,0,0,0,0,0,0,6.4]
[null,null,"1999-03-21T20:30:00",3,21,21,7,"víkend",5.15,"","",0,0,0,0,0,0,0,4.7]
[null,null,"1999-03-21T21:30:00",3,21,22,7,"víkend",5.35,"","",0,0,0,0,0,0,0,5.6]
[null,null,"1999-03-21T22:30:00",3,21,23,7,"víkend",4.9000000000000004,"","",0,0,0,0,0,0,0,5.0999999999999996]
[null,null,"1999-03-21T23:30:00",3,21,24,7,"víkend",4.45,"","",0,0,0,0,0,0,0,4.7]
[null,null,"1999-03-22T00:30:00",3,22,1,1,"všední",4.25,"","",{"$f":"IF($K1934=\"\",0,$K1934/3600*1.2*1010*($L$1-(L$11*($L$1-$I1934)+$I1934)))","v":0},{"$f":"IF($K1934=\"\",0,$K1934/3600*1.2*1010*($L$1-(M$11/100*($L$1-$I1934)+$I1934)))","v":0},0,0,0,0,0,4.2]
[null,null,{"$f":"C1934+1/24","v":"1999-03-22T01:30:00"},3,22,2,{"$f":"WEEKDAY(C1935-1)","v":1},{"$f":"IF(G1935=6,\"víkend\",IF(G1935=7,\"víkend\",\"všední\"))","v":"všední"},4.3,{"$f":"+IF(K1935=\"\",\"\",I1935)","v":""},"",0,0,0,0,0,0,0,4.3]
[null,null,"1999-03-22T02:30:00",3,22,3,1,"všední",4.3499999999999996,"","",0,0,0,0,0,0,0,4.3]
[null,null,"1999-03-22T03:30:00",3,22,4,1,"všední",4.45,"","",0,0,0,0,0,0,0,4.4000000000000004]
[null,null,"1999-03-22T04:30:00",3,22,5,1,"všední",4.3499999999999996,"","",0,0,0,0,0,0,0,4.5]
[null,null,"1999-03-22T05:30:00",3,22,6,1,"všední",4.1500000000000004,"","",0,0,0,0,0,0,0,4.2]
[null,null,"1999-03-22T06:30:00",3,22,7,1,"všední",4.55,"","",0,0,0,0,0,0,0,4.0999999999999996]
[null,null,"1999-03-22T07:30:00",3,22,8,1,"všední",5.55,5.55,324,1794.366,897.18300000000011,717.74640000000022,592.14077999999995,358.87319999999988,179.43659999999994,0,5]
[null,null,"1999-03-22T08:30:00",3,22,9,1,"všední",6.35,6.35,{"$f":"IF(H1942=\"víkend\",\"\",IF(I1942>$N$1,\"\",IF(OR(F1942<$E$5,F1942>$E$6),\"\",$L$4)))","v":324},1707.1020000000001,853.55099999999993,682.84079999999994,563.34366,341.42039999999986,170.71019999999976,0,6.1]
[null,null,"1999-03-22T09:30:00",3,22,10,1,"všední",6.7,6.7,324,1668.924,834.46199999999988,667.56960000000015,550.74491999999998,333.78479999999985,166.89239999999972,0,6.6]
[null,null,"1999-03-22T10:30:00",3,22,11,1,"všední",6.6,6.6,324,1679.8320000000001,{"$f":"IF($K1944=\"\",0,$K1944/3600*1.2*1010*($L$1-(M$11/100*($L$1-$I1944)+$I1944)))","v":839.91599999999994},671.93280000000004,554.34456000000011,335.96639999999979,167.9831999999999,0,6.8]
[null,null,"1999-03-22T11:30:00",3,22,12,1,"všední",6.5,6.5,324,1690.74,845.37,676.29600000000005,557.94420000000025,338.14800000000014,169.0739999999997,0,6.4]
[null,null,"1999-03-22T12:30:00",3,22,13,1,"všední",6.95,6.95,324,1641.654,820.82699999999988,656.66159999999991,541.74581999999998,328.33079999999978,164.16539999999989,0,6.6]
[null,null,"1999-03-22T13:30:00",3,22,14,1,"všední",7,"","",0,0,0,0,0,0,0,7.3]
[null,null,"1999-03-22T14:30:00",3,22,15,1,"všední",5.8,"","",0,0,0,0,0,0,0,6.7]
[null,null,"1999-03-22T15:30:00",3,22,16,1,"všední",4.45,"","",0,0,0,0,0,0,0,4.9000000000000004]
[null,null,"1999-03-22T16:30:00",3,22,17,1,"všední",4.05,"","",0,0,0,0,0,0,0,4]
[null,null,"1999-03-22T17:30:00",3,22,18,1,"všední",3.65,"","",0,0,0,0,0,0,0,4.0999999999999996]
[null,null,"1999-03-22T18:30:00",3,22,19,1,"všední",3.15,"","",0,0,0,0,0,0,0,3.2]
[null,null,"1999-03-22T19:30:00",3,22,20,1,"všední",3.05,"","",0,0,0,0,0,0,0,3.1]
[null,null,"1999-03-22T20:30:00",3,22,21,1,"všední",3.35,"","",0,{"$f":"IF($K1954=\"\",0,$K1954/3600*1.2*1010*($L$1-(M$11/100*($L$1-$I1954)+$I1954)))","v":0},0,0,0,0,0,3]
[null,null,"1999-03-22T21:30:00",3,22,22,1,"všední",3.7,"","",0,0,0,0,0,0,0,3.7]
[null,null,"1999-03-22T22:30:00",3,22,23,1,"všední",3.7,"","",0,0,0,0,0,0,0,3.7]
[null,null,"1999-03-22T23:30:00",3,22,24,1,"všední",3.7,"","",0,0,0,0,0,0,0,3.7]
[null,null,"1999-03-23T00:30:00",3,23,1,2,"všední",3.6,"","",0,0,0,0,0,0,0,3.7]
[null,null,"1999-03-23T01:30:00",3,23,{"$f":"F1935","v":2},2,"všední",3.35,"","",0,0,0,0,0,0,0,3.5]
[null,null,"1999-03-23T02:30:00",3,23,3,2,"všední",3.1,"","",0,0,0,0,0,0,0,3.2]
[null,null,"1999-03-23T03:30:00",3,23,4,2,"všední",2.85,"","",0,0,0,0,0,0,0,3]
[null,null,"1999-03-23T04:30:00",3,23,5,2,"všední",2.75,"","",0,0,0,0,0,0,0,2.7]
[null,null,"1999-03-23T05:30:00",3,23,6,2,"všední",2.95,"","",0,0,0,0,0,0,0,2.8]
[null,null,"1999-03-23T06:30:00",3,23,7,2,"všední",3.25,"","",0,{"$f":"IF($K1964=\"\",0,$K1964/3600*1.2*1010*($L$1-(M$11/100*($L$1-$I1964)+$I1964)))","v":0},0,0,0,0,0,3.1]
[null,null,"1999-03-23T07:30:00",3,23,8,2,"všední",3.8,3.8,324,1985.2559999999999,992.62800000000016,794.1024000000001,655.13448000000005,397.05120000000005,198.52560000000003,0,3.4]
[null,null,"1999-03-23T08:30:00",3,23,9,2,"všední",4.8,4.8,324,1876.1759999999999,938.08800000000019,750.47040000000027,619.13807999999983,375.23520000000013,187.61759999999987,0,4.2]
[null,null,"1999-03-23T09:30:00",3,23,10,2,"všední",5.6,5.6,324,1788.9119999999998,894.45600000000013,715.56480000000022,590.34095999999988,357.78240000000011,178.89120000000005,0,5.4]
[null,null,"1999-03-23T10:30:00",3,23,11,2,"všední",6.7,6.7,324,1668.924,834.46199999999988,667.56960000000015,550.74491999999998,333.78479999999985,166.89239999999972,0,5.8]
[null,null,"1999-03-23T11:30:00",3,23,12,2,"všední",7.9,7.9,324,1538.028,769.01400000000001,615.21120000000008,507.54923999999983,307.60560000000004,153.80280000000002,0,7.6]
[null,null,"1999-03-23T12:30:00",3,23,13,2,"všední",7.85,7.85,324,1543.482,771.74099999999987,617.39279999999997,509.34905999999989,308.69639999999981,154.34819999999991,0,8.1999999999999993]
[null,null,"1999-03-23T13:30:00",3,23,14,2,"všední",7.6,"","",0,0,0,0,0,0,0,7.5]
[null,null,"1999-03-23T14:30:00",3,23,15,2,"všední",7.75,"","",0,0,0,0,0,0,0,7.7]
[null,null,"1999-03-23T15:30:00",3,23,16,2,"všední",7.65,"","",0,0,0,0,0,0,0,7.8]
[null,null,"1999-03-23T16:30:00",3,23,17,2,"všední",7.2,"","",0,{"$f":"IF($K1974=\"\",0,$K1974/3600*1.2*1010*($L$1-(M$11/100*($L$1-$I1974)+$I1974)))","v":0},0,0,0,0,0,7.5]
[null,null,"1999-03-23T17:30:00",3,23,18,2,"všední",6.7,"","",0,0,0,0,0,0,0,6.9]
[null,null,"1999-03-23T18:30:00",3,23,19,2,"všední",6.3,"","",0,0,0,0,0,0,0,6.5]
[null,null,"1999-03-23T19:30:00",3,23,20,2,"všední",6,"","",0,0,0,0,0,0,0,6.1]
[null,null,"1999-03-23T20:30:00",3,23,21,2,"všední",5.85,"","",0,0,0,0,0,0,0,5.9]
[null,null,"1999-03-23T21:30:00",3,23,22,2,"všední",5.7,"","",0,0,0,0,0,0,0,5.8]
[null,null,"1999-03-23T22:30:00",3,23,23,2,"všední",5.55,"","",0,0,0,0,0,0,0,5.6]
[null,null,"1999-03-23T23:30:00",3,23,24,2,"všední",5.4,"","",0,0,0,0,0,0,0,5.5]
[null,null,"1999-03-24T00:30:00",3,24,1,3,"všední",5.25,"","",0,0,0,0,0,0,0,5.3]
[null,null,"1999-03-24T01:30:00",3,24,2,3,"všední",5.0999999999999996,"","",0,0,0,0,0,0,0,5.2]
[null,null,"1999-03-24T02:30:00",3,24,3,3,"všední",4.95,"","",0,{"$f":"IF($K1984=\"\",0,$K1984/3600*1.2*1010*($L$1-(M$11/100*($L$1-$I1984)+$I1984)))","v":0},0,0,0,0,0,5]
[null,null,"1999-03-24T03:30:00",3,24,4,3,"všední",4.9000000000000004,"","",0,0,0,0,0,0,0,4.9000000000000004]
[null,null,"1999-03-24T04:30:00",3,24,5,3,"všední",4.75,"","",0,0,0,0,0,0,0,4.9000000000000004]
[null,null,"1999-03-24T05:30:00",3,24,6,3,"všední",4.5999999999999996,"","",0,0,0,0,0,0,0,4.5999999999999996]
[null,null,"1999-03-24T06:30:00",3,24,7,3,"všední",3.9,"","",0,0,0,0,0,0,0,4.5999999999999996]
[null,null,"1999-03-24T07:30:00",3,24,8,3,"všední",2.8,2.8,324,2094.3359999999998,1047.1680000000001,837.73439999999994,691.13087999999982,418.86719999999997,209.43359999999979,0,3.2]
[null,null,"1999-03-24T08:30:00",3,24,9,3,"všední",2.7,2.7,324,2105.2440000000001,1052.6219999999998,842.09759999999983,694.73051999999996,421.04879999999991,210.52439999999996,0,2.4]
[null,null,"1999-03-24T09:30:00",3,24,10,3,"všední",3.4,3.4,324,2028.8880000000001,1014.4439999999998,811.5551999999999,669.5330399999998,405.77759999999989,202.88879999999995,0,3]
[null,null,"1999-03-24T10:30:00",3,24,11,3,"všední",3.95,3.95,324,1968.894,984.44699999999978,787.55759999999987,649.73501999999985,393.77879999999993,196.88939999999997,0,3.8]
[null,null,"1999-03-24T11:30:00",3,24,12,3,"všední",4.05,4.05,324,1957.9859999999999,978.99300000000017,783.19439999999997,646.13538000000005,391.59719999999999,195.79859999999979,0,4.0999999999999996]
[null,null,"1999-03-24T12:30:00",3,24,13,3,"všední",3.9,3.9,324,1974.3480000000002,{"$f":"IF($K1994=\"\",0,$K1994/3600*1.2*1010*($L$1-(M$11/100*($L$1-$I1994)+$I1994)))","v":987.17399999999986},789.73919999999987,651.53483999999992,394.86959999999971,197.43479999999985,0,4]
[null,null,"1999-03-24T13:30:00",3,24,14,3,"všední",3.8,"","",0,0,0,0,0,0,0,3.8]
[null,null,"1999-03-24T14:30:00",3,24,15,3,"všední",3.75,"","",0,0,0,0,0,0,0,3.8]
[null,null,"1999-03-24T15:30:00",3,24,16,3,"všední",3.65,"","",0,0,0,0,0,0,0,3.7]
[null,null,"1999-03-24T16:30:00",3,24,17,3,"všední",3.5,"","",{"$f":"IF($K1998=\"\",0,$K1998/3600*1.2*1010*($L$1-(L$11*($L$1-$I1998)+$I1998)))","v":0},0,0,0,0,0,0,3.6]
[null,null,{"$f":"C1998+1/24","v":"1999-03-24T17:30:00"},3,24,18,{"$f":"WEEKDAY(C1999-1)","v":3},{"$f":"IF(G1999=6,\"víkend\",IF(G1999=7,\"víkend\",\"všední\"))","v":"všední"},3.4,{"$f":"+IF(K1999=\"\",\"\",I1999)","v":""},"",0,0,0,0,0,0,0,3.4]
[null,null,"1999-03-24T18:30:00",3,24,19,3,"všední",3.35,"","",0,0,0,0,0,0,0,3.4]
[null,null,"1999-03-24T19:30:00",3,24,20,3,"všední",3.2,"","",0,0,0,0,0,0,0,3.3]
[null,null,"1999-03-24T23:30:00",3,24,24,3,"všední",2.85,"","",0,0,0,0,0,0,0,2.9]
[null,null,"1999-03-25T02:30:00",3,25,3,4,"všední",2.15,"","",0,0,0,0,0,0,0,2.2999999999999998]
[null,null,"1999-03-25T06:30:00",3,25,7,4,"všední",2.85,"","",0,0,0,0,0,0,0,2.7]
[null,null,"1999-03-25T09:30:00",3,25,10,4,"všední",4.8,4.8,324,1876.1759999999999,938.08800000000019,750.47040000000027,619.13807999999983,375.23520000000013,187.61759999999987,0,4]
[null,null,"1999-03-25T12:30:00",3,25,13,4,"všední",6.75,6.75,324,1663.47,831.73500000000001,665.38799999999992,548.94509999999991,332.69399999999968,166.34699999999984,0,7]
[null,null,"1999-03-25T13:30:00",3,25,14,4,"všední",6.15,"","",0,0,0,0,0,0,0,6.5]
[null,null,"1999-03-25T16:30:00",3,25,17,4,"všední",4.95,"","",0,0,0,0,0,0,0,5.0999999999999996]
[null,null,"1999-03-25T21:30:00",3,25,22,4,"všední",2.1,"","",0,0,0,0,0,0,0,2.2000000000000002]
[null,null,"1999-03-26T00:30:00",3,26,1,5,"všední",1.5,"","",0,0,0,0,0,0,0,1.7]
[null,null,"1999-03-26T03:30:00",3,26,4,5,"všední",0.55000000000000004,"","",0,0,0,0,0,0,0,0.5]
[null,null,"1999-03-26T07:30:00",3,26,8,5,"všední",2.35,2.35,324,2143.422,1071.711,857.36880000000008,707.32926000000009,428.68439999999998,214.34219999999999,0,1.9]
[null,null,"1999-03-26T10:30:00",3,26,11,5,"všední",5.4,5.4,324,1810.7280000000001,905.36399999999992,724.29119999999989,597.54023999999981,362.1456,181.07279999999963,0,5.0999999999999996]
[null,null,"1999-03-26T13:30:00",3,26,14,5,"všední",5.35,"","",0,0,0,0,0,0,0,5.5]
[null,null,"1999-03-26T17:30:00",3,26,18,5,"všední",4.05,"","",0,0,0,0,0,0,0,4.2]
[null,null,"1999-03-26T18:30:00",3,26,19,5,"všední",3.75,"","",0,0,0,0,0,0,0,3.9]
[null,null,"1999-03-26T22:30:00",3,26,23,5,"všední",0.8,"","",0,0,0,0,0,0,0,0.9]
[null,null,"1999-03-27T01:30:00",3,27,2,6,"víkend",0.5,"","",0,0,0,0,0,0,0,0.5]
[null,null,"1999-03-27T04:30:00",3,27,5,6,"víkend",0.65,"","",0,0,0,0,0,0,0,0.6]
[null,null,"1999-03-27T08:30:00",3,27,9,6,"víkend",0.9,"","",{"$f":"IF($K2062=\"\",0,$K2062/3600*1.2*1010*($L$1-(L$11*($L$1-$I2062)+$I2062)))","v":0},0,0,0,0,0,0,0.7]
[null,null,"1999-03-27T11:30:00",3,27,12,6,"víkend",1.5,"","",0,0,0,0,0,0,0,1.2]
[null,null,"1999-03-27T14:30:00",3,27,15,6,"víkend",2.7,"","",0,0,0,0,0,0,0,2.5]
[null,null,"1999-03-27T16:30:00",3,27,17,6,"víkend",2.7,"",{"$f":"IF(H2070=\"víkend\",\"\",IF(I2070>$N$1,\"\",IF(OR(F2070<$E$5,F2070>$E$6),\"\",$L$4)))","v":""},0,0,0,0,0,0,0,2.8]
[null,null,"1999-03-27T19:30:00",3,27,20,6,"víkend",2.15,"","",0,0,0,0,0,0,0,2.2000000000000002]
[null,null,"1999-03-27T23:30:00",3,27,24,6,"víkend",1.95,"","",0,0,0,0,0,0,0,1.9]
[null,null,"1999-03-28T02:30:00",3,28,3,7,"víkend",1.6,"","",0,0,0,0,0,0,0,1.7]
[null,null,"1999-03-28T05:30:00",3,28,6,7,"víkend",1.45,"","",0,0,0,0,0,0,0,1.3]
[null,null,"1999-03-28T09:30:00",3,28,{"$f":"F2063","v":10},7,"víkend",1.75,"","",0,0,0,0,0,0,0,1.1000000000000001]
[null,null,"1999-03-28T12:30:00",3,28,13,7,"víkend",3.2,"","",0,0,0,0,0,0,0,3]
[null,null,"1999-03-28T15:30:00",3,28,16,7,"víkend",3.5,"","",0,0,0,0,0,0,0,3.3]
[null,null,"1999-03-28T17:30:00",3,28,18,7,"víkend",2.35,"","",0,0,0,0,0,0,0,2.6]
[null,null,"1999-03-28T20:30:00",3,28,21,7,"víkend",1.25,"","",0,0,0,0,0,0,0,1.5]
[null,null,"1999-03-29T00:30:00",3,29,1,1,"všední",1,"","",0,0,0,0,0,0,0,0.6]
[null,null,"1999-03-29T03:30:00",3,29,4,1,"všední",-0.05,"","",0,0,0,0,0,0,0,0]
[null,null,"1999-03-29T06:30:00",3,29,7,1,"všední",-0.4,"","",0,0,0,0,0,0,0,-0.6]
[null,null,"1999-03-29T10:30:00",3,29,11,1,"všední",1.45,1.45,324,2241.5940000000001,1120.797,896.63760000000002,739.72601999999995,448.31879999999995,224.15939999999998,0,0.7]
[null,null,"1999-03-29T12:30:00",3,29,13,1,"všední",2.75,2.75,324,2099.79,{"$f":"IF($K2114=\"\",0,$K2114/3600*1.2*1010*($L$1-(M$11/100*($L$1-$I2114)+$I2114)))","v":1049.895},839.91600000000005,692.93069999999989,419.95800000000014,209.97900000000007,0,2.5]
[null,null,"1999-03-29T15:30:00",3,29,16,1,"všední",2.75,"","",0,0,0,0,0,0,0,2.6]
[null,null,"1999-03-29T18:30:00",3,29,19,1,"všední",0.7,"","",0,0,0,0,0,0,0,1.2]
[null,null,"1999-03-29T21:30:00",3,29,22,1,"všední",-0.95,"","",0,0,0,0,0,0,0,-0.7]
[null,null,{"$f":"C2126+1/24","v":"1999-03-30T01:30:00"},3,30,2,{"$f":"WEEKDAY(C2127-1)","v":2},{"$f":"IF(G2127=6,\"víkend\",IF(G2127=7,\"víkend\",\"všední\"))","v":"všední"},-0.5,{"$f":"+IF(K2127=\"\",\"\",I2127)","v":""},"",0,0,0,0,0,0,0,1.4]
[null,null,"1999-03-30T04:30:00",3,30,5,2,"všední",-2.0499999999999998,"","",0,0,0,0,0,0,0,-2.2000000000000002]
[null,null,"1999-03-30T08:30:00",3,30,9,2,"všední",2.4,2.4,{"$f":"IF(H2134=\"víkend\",\"\",IF(I2134>$N$1,\"\",IF(OR(F2134<$E$5,F2134>$E$6),\"\",$L$4)))","v":324},2137.9680000000003,{"$f":"IF($K2134=\"\",0,$K2134/3600*1.2*1010*($L$1-(M$11/100*($L$1-$I2134)+$I2134)))","v":1068.9839999999999},855.18719999999996,705.52943999999979,427.59359999999981,213.79680000000008,0,1.2]
[null,null,"1999-03-30T09:30:00",3,30,10,2,"všední",4.3499999999999996,4.3499999999999996,324,1925.2619999999997,962.63100000000009,770.10480000000018,635.33645999999999,385.05240000000009,192.52620000000005,0,3.6]
[null,null,"1999-03-30T15:30:00",3,30,16,2,"všední",8.6999999999999993,"","",0,0,0,0,0,0,0,8.8000000000000007]
[null,null,"1999-03-30T16:30:00",3,30,17,2,"všední",8.25,"","",0,0,0,0,0,0,0,8.6]
[null,null,"1999-03-30T19:30:00",3,30,20,2,"všední",5.2,"","",0,0,0,0,0,0,0,5.7]
[null,null,"1999-03-30T22:30:00",3,30,23,2,"všední",2.2999999999999998,"","",0,0,0,0,0,0,0,2.6]
[null,null,"1999-03-31T02:30:00",3,31,3,3,"všední",1.05,"","",0,0,0,0,0,0,0,1.3]
[null,null,"1999-03-31T05:30:00",3,31,6,3,"všední",1.2,"","",0,0,0,0,0,0,0,0.8]
[null,null,"1999-03-31T09:30:00",3,31,10,3,"všední",7.95,7.95,324,1532.5740000000001,766.28699999999981,613.02960000000007,505.74941999999976,306.51479999999987,153.25739999999973,0,7]
[null,null,"1999-03-31T10:30:00",3,31,11,3,"všední",9.25,9.25,324,1390.77,695.38499999999999,556.30800000000011,458.95409999999993,278.15399999999971,139.07699999999986,0,8.9]
[null,null,"1999-03-31T16:30:00",3,31,17,3,"všední",11.5,"","",0,0,0,0,0,0,0,11.8]
[null,null,"1999-03-31T17:30:00",3,31,18,3,"všední",10.6,"","",0,0,0,0,0,0,0,11.2]
[null,null,"1999-03-31T20:30:00",3,31,21,3,"všední",8.5,"","",0,0,0,0,0,0,0,8.6]
[null,null,"1999-04-01T00:30:00",4,1,1,4,"všední",9.5500000000000007,"","",0,{"$f":"IF($K2174=\"\",0,$K2174/3600*1.2*1010*($L$1-(M$11/100*($L$1-$I2174)+$I2174)))","v":0},0,0,0,0,0,9.6]
[null,null,"1999-04-01T03:30:00",4,1,4,4,"všední",8.9,"","",0,0,0,0,0,0,0,8.8000000000000007]
[null,null,"1999-04-01T06:30:00",4,1,7,4,"všední",10.75,"","",0,0,0,0,0,0,0,9.6]
[null,null,"1999-04-01T11:30:00",4,1,12,4,"všední",17.899999999999999,"","",0,0,0,0,0,0,0,17]
[null,null,"1999-04-01T14:30:00",4,1,15,4,"všední",14.7,"","",0,0,0,0,0,0,0,14.9]
[null,null,{"$f":"C2190+1/24","v":"1999-04-01T17:30:00"},4,1,18,{"$f":"WEEKDAY(C2191-1)","v":4},{"$f":"IF(G2191=6,\"víkend\",IF(G2191=7,\"víkend\",\"všední\"))","v":"všední"},10.15,{"$f":"+IF(K2191=\"\",\"\",I2191)","v":""},"",0,0,0,0,0,0,0,10.8]
[null,null,"1999-04-01T18:30:00",4,1,19,4,"všední",9.1999999999999993,"","",0,0,0,0,0,0,0,9.5]
[null,null,"1999-04-01T21:30:00",4,1,22,4,"všední",8.35,"","",0,0,0,0,0,0,0,8.5]
[null,null,"1999-04-02T01:30:00",4,2,2,5,"všední",6.9,"","",0,0,0,0,0,0,0,7.1]
[null,null,"1999-04-02T04:30:00",4,2,5,5,"všední",5.95,"","",0,0,0,0,0,0,0,6.1]
[null,null,"1999-04-02T08:30:00",4,2,9,5,"všední",6.9,6.9,324,1647.1079999999999,823.55400000000009,658.84320000000014,543.54563999999971,329.42159999999996,164.71079999999978,0,7.1]
[null,null,"1999-04-02T12:30:00",4,2,13,5,"všední",9.25,9.25,324,1390.77,695.38499999999999,556.30800000000011,458.95409999999993,278.15399999999971,139.07699999999986,0,9.3000000000000007]
[null,null,"1999-04-02T15:30:00",4,2,16,5,"všední",9.0500000000000007,"","",0,0,0,0,0,0,0,8.6]
[null,null,"1999-04-02T18:30:00",4,2,19,5,"všední",6.65,"","",0,0,0,0,0,0,0,7.3]
[null,null,"1999-04-02T19:30:00",4,2,20,5,"všední",5.7,"","",0,0,0,0,0,0,0,6]
[null,null,"1999-04-02T22:30:00",4,2,23,5,"všední",3.8,"","",0,0,0,0,0,0,0,4]
[null,null,"1999-04-03T02:30:00",4,3,3,6,"víkend",1.55,"","",0,{"$f":"IF($K2224=\"\",0,$K2224/3600*1.2*1010*($L$1-(M$11/100*($L$1-$I2224)+$I2224)))","v":0},0,0,0,0,0,1.4]
[null,null,"1999-04-03T05:30:00",4,3,6,6,"víkend",1,"","",0,0,0,0,0,0,0,0.6]
[null,null,"1999-04-03T09:30:00",4,3,10,6,"víkend",7.25,"","",0,0,0,0,0,0,0,6.9]
[null,null,"1999-04-03T13:30:00",4,3,14,6,"víkend",6.05,"","",0,0,0,0,0,0,0,6.5]
[null,null,"1999-04-03T16:30:00",4,3,17,6,"víkend",5.05,"","",0,0,0,0,0,0,0,5.4]
[null,null,"1999-04-03T17:30:00",4,3,18,6,"víkend",4.3499999999999996,"","",0,0,0,0,0,0,0,4.7]
[null,null,"1999-04-03T20:30:00",4,3,21,6,"víkend",2.1,"","",0,0,0,0,0,0,0,2.4]
[null,null,"1999-04-03T23:30:00",4,3,24,6,"víkend",0.65,"","",0,0,0,0,0,0,0,0.9]
[null,null,"1999-04-04T03:30:00",4,4,4,7,"víkend",-0.45,"","",0,0,0,0,0,0,0,-0.2]
[null,null,"1999-04-04T06:30:00",4,4,7,7,"víkend",2.5,"","",0,0,0,0,0,0,0,0.9]
[null,null,"1999-04-04T10:30:00",4,4,11,7,"víkend",11,"","",0,0,0,0,0,0,0,9.6999999999999993]
[null,null,"1999-04-04T14:30:00",4,4,15,7,"víkend",12.35,"","",0,0,0,0,0,0,0,12.4]
[null,null,"1999-04-04T17:30:00",4,4,18,7,"víkend",9.8000000000000007,"","",0,0,0,0,0,0,0,10]
[null,null,"1999-04-04T18:30:00",4,4,19,7,"víkend",9.15,"","",0,{"$f":"IF($K2264=\"\",0,$K2264/3600*1.2*1010*($L$1-(M$11/100*($L$1-$I2264)+$I2264)))","v":0},0,0,0,0,0,9.6]
[null,null,"1999-04-04T21:30:00",4,4,22,7,"víkend",7.75,"","",0,0,0,0,0,0,0,7.9]
[null,null,"1999-04-05T00:30:00",4,5,1,1,"všední",6.5,"","",0,0,0,0,0,0,0,6.9]
[null,null,"1999-04-05T03:30:00",4,5,4,1,"všední",3.95,"","",0,0,0,0,0,0,0,4.2]
[null,null,"1999-04-05T08:30:00",4,5,9,1,"všední",5.0999999999999996,5.0999999999999996,324,1843.4519999999998,921.72600000000011,737.38080000000014,608.33915999999977,368.6904000000003,184.34520000000015,0,4.2]
[null,null,"1999-04-05T11:30:00",4,5,12,1,"všední",7.15,7.15,324,1619.838,809.9190000000001,647.93519999999978,534.54654000000005,323.96759999999989,161.98379999999995,0,7.3]
[null,null,"1999-04-05T15:30:00",4,5,16,1,"všední",7.95,"","",0,0,0,0,0,0,0,8.1999999999999993]
[null,null,"1999-04-05T18:30:00",4,5,19,1,"všední",5.25,"","",0,0,0,0,0,0,0,6]
[null,null,"1999-04-05T19:30:00",4,5,20,1,"všední",4.4000000000000004,"","",0,0,0,0,0,0,0,4.5]
[null,null,"1999-04-05T22:30:00",4,5,23,1,"všední",0.5,"","",0,0,0,0,0,0,0,0.8]
[null,null,"1999-04-06T01:30:00",4,6,2,2,"všední",-1.4,"","",0,0,0,0,0,0,0,-1.1000000000000001]
[null,null,"1999-04-06T04:30:00",4,6,5,2,"všední",-2.2000000000000002,"","",0,0,0,0,0,0,0,-2.2000000000000002]
[null,null,"1999-04-06T09:30:00",4,6,10,2,"všední",5.15,5.15,324,1837.998,918.99899999999991,735.19919999999979,606.5393399999997,367.59959999999973,183.79979999999986,0,4]
[null,null,"1999-04-06T13:30:00",4,6,14,2,"všední",8.35,"","",0,0,0,0,0,0,0,8.1999999999999993]
[null,null,"1999-04-06T16:30:00",4,6,17,2,"všední",8.1,"","",0,0,0,0,0,0,0,8.4]
[null,null,"1999-04-06T19:30:00",4,6,20,2,"všední",5.4,"","",0,0,0,0,0,0,0,5.9]
[null,null,"1999-04-06T20:30:00",4,6,21,2,"všední",4.5,"","",0,{"$f":"IF($K2314=\"\",0,$K2314/3600*1.2*1010*($L$1-(M$11/100*($L$1-$I2314)+$I2314)))","v":0},0,0,0,0,0,4.9000000000000004]
[null,null,"1999-04-06T23:30:00",4,6,24,2,"všední",2.1,"","",0,0,0,0,0,0,0,2.5]
[null,null,"1999-04-07T05:30:00",4,7,6,3,"všední",1.35,"","",0,0,0,0,0,0,0,0.5]
[null,null,"1999-04-07T07:30:00",4,7,8,3,"všední",5.15,5.15,324,1837.998,918.99899999999991,735.19919999999979,606.5393399999997,367.59959999999973,183.79979999999986,0,5]
[null,null,"1999-04-07T10:30:00",4,7,11,3,"všední",7.45,7.45,324,1587.114,793.55699999999979,634.84559999999999,523.74761999999964,317.4228,158.7113999999998,0,7.8]
[null,null,"1999-04-07T14:30:00",4,7,15,3,"všední",8.8000000000000007,"","",0,0,0,0,0,0,0,8.4]
[null,null,"1999-04-07T17:30:00",4,7,18,3,"všední",8,"","",0,0,0,0,0,0,0,8.8000000000000007]
[null,null,"1999-04-07T20:30:00",4,7,21,3,"všední",4.95,"","",0,0,0,0,0,0,0,5.4]
[null,null,"1999-04-07T21:30:00",4,7,22,3,"všední",3.95,"","",0,0,0,0,0,0,0,4.5]
[null,null,"1999-04-08T02:30:00",4,8,3,4,"všední",-0.9,"","",0,{"$f":"IF($K2344=\"\",0,$K2344/3600*1.2*1010*($L$1-(M$11/100*($L$1-$I2344)+$I2344)))","v":0},0,0,0,0,0,-0.4]
[null,null,"1999-04-08T05:30:00",4,8,6,4,"všední",-1.05,"","",0,0,0,0,0,0,0,-2.1]
[null,null,"1999-04-08T08:30:00",4,8,9,4,"všední",7.6,7.6,324,1570.752,785.37599999999986,628.30079999999975,518.34815999999989,314.15039999999988,157.07519999999974,0,6.1]
[null,null,"1999-04-08T11:30:00",4,8,12,4,"všední",12.1,12.1,324,1079.8920000000001,539.94599999999991,431.9568000000001,356.36435999999992,215.97840000000005,107.98920000000021,0,11.9]
[null,null,"1999-04-08T15:30:00",4,8,16,4,"všední",11.45,"","",0,0,0,0,0,0,0,11.6]
[null,null,"1999-04-08T18:30:00",4,8,19,4,"všední",8.35,"","",0,0,0,0,0,0,0,9]
[null,null,"1999-04-08T21:30:00",4,8,22,4,"všední",5.8,"","",0,0,0,0,0,0,0,6.1]
[null,null,"1999-04-08T22:30:00",4,8,23,4,"všední",5.15,"","",0,{"$f":"IF($K2364=\"\",0,$K2364/3600*1.2*1010*($L$1-(M$11/100*($L$1-$I2364)+$I2364)))","v":0},0,0,0,0,0,5.5]
[null,null,"1999-04-09T03:30:00",4,9,4,5,"všední",2.4500000000000002,"","",0,0,0,0,0,0,0,2.6]
[null,null,"1999-04-09T06:30:00",4,9,7,5,"všední",4.45,"","",0,0,0,0,0,0,0,2.8]
[null,null,"1999-04-09T09:30:00",4,9,10,5,"všední",10.95,10.95,324,1205.3340000000001,602.6669999999998,482.13360000000017,397.76021999999995,241.06680000000009,120.53340000000004,0,10.4]
[null,null,"1999-04-09T12:30:00",4,9,13,5,"všední",10.8,10.8,324,1221.6959999999999,610.84800000000018,488.67840000000001,403.15967999999975,244.3392000000002,122.16959999999972,0,10.5]
[null,null,"1999-04-09T16:30:00",4,9,17,5,"všední",6.8,"","",{"$f":"IF($K2382=\"\",0,$K2382/3600*1.2*1010*($L$1-(L$11*($L$1-$I2382)+$I2382)))","v":0},0,0,0,0,0,0,8.1999999999999993]
[null,null,"1999-04-09T19:30:00",4,9,20,5,"všední",4.55,"","",0,0,0,0,0,0,0,4.8]
[null,null,"1999-04-09T22:30:00",4,9,23,5,"všední",3.7,"","",0,0,0,0,0,0,0,3.8]
[null,null,"1999-04-10T00:30:00",4,10,1,6,"víkend",3.4,"",{"$f":"IF(H2390=\"víkend\",\"\",IF(I2390>$N$1,\"\",IF(OR(F2390<$E$5,F2390>$E$6),\"\",$L$4)))","v":""},0,0,0,0,0,0,0,3.5]
[null,null,"1999-04-10T03:30:00",4,10,4,6,"víkend",2.7,"","",0,0,0,0,0,0,0,2.8]
[null,null,"1999-04-10T07:30:00",4,10,8,6,"víkend",0.6,"","",0,0,0,0,0,0,0,0.7]
[null,null,"1999-04-10T10:30:00",4,10,11,6,"víkend",1.5,"","",0,0,0,0,0,0,0,1.5]
[null,null,"1999-04-10T13:29:59.999",4,10,14,6,"víkend",2.7,"","",0,0,0,0,0,0,0,2.2999999999999998]
[null,null,"1999-04-10T17:29:59.999",4,10,{"$f":"F2383","v":18},6,"víkend",3.2,"","",0,0,0,0,0,0,0,3.4]
[null,null,"1999-04-10T20:29:59.999",4,10,21,6,"víkend",1.85,"","",0,0,0,0,0,0,0,2.2999999999999998]
[null,null,"1999-04-10T21:29:59.999",4,10,22,6,"víkend",1.25,"","",0,0,0,0,0,0,0,1.4]
[null,null,"1999-04-11T01:29:59.999",4,11,2,7,"víkend",-0.3,"","",0,0,0,0,0,0,0,0]
[null,null,"1999-04-11T04:29:59.999",4,11,5,7,"víkend",0,"","",0,0,0,0,0,0,0,-0.6]
[null,null,"1999-04-11T08:29:59.999",4,11,9,7,"víkend",1.65,"","",0,0,0,0,0,0,0,2.1]
[null,null,"1999-04-11T11:29:59.999",4,11,12,7,"víkend",2.5,"","",0,0,0,0,0,0,0,1.8]
[null,null,"1999-04-11T14:29:59.999",4,11,15,7,"víkend",5.8,"","",0,0,0,0,0,0,0,5.0999999999999996]
[null,null,"1999-04-11T18:29:59.999",4,11,19,7,"víkend",2.6,"","",0,0,0,0,0,0,0,3.2]
[null,null,"1999-04-11T21:29:59.999",4,11,22,7,"víkend",1.25,"","",0,0,0,0,0,0,0,1.4]
[null,null,"1999-04-11T22:29:59.999",4,11,23,7,"víkend",0.95,"","",0,0,0,0,0,0,0,1.1000000000000001]
[null,null,"1999-04-12T02:29:59.999",4,12,3,1,"všední",-0.55000000000000004,"","",0,0,0,0,0,0,0,-0.5]
[null,null,"1999-04-12T05:29:59.999",4,12,6,1,"všední",-0.05,"","",0,0,0,0,0,0,0,-0.2]
[null,null,{"$f":"C2446+1/24","v":"1999-04-12T09:29:59.999"},4,12,10,{"$f":"WEEKDAY(C2447-1)","v":1},{"$f":"IF(G2447=6,\"víkend\",IF(G2447=7,\"víkend\",\"všední\"))","v":"všední"},4.3,{"$f":"+IF(K2447=\"\",\"\",I2447)","v":4.3},324,1930.7159999999999,965.35800000000017,772.28640000000019,637.13628000000006,386.14319999999992,193.07159999999996,0,3.9]
[null,null,"1999-04-12T12:29:59.999",4,12,13,1,"všední",6.85,6.85,324,1652.5620000000001,826.28099999999995,661.02480000000003,545.34545999999978,330.51240000000013,165.25620000000006,0,6.1]
[null,null,"1999-04-12T16:29:59.999",4,12,17,1,"všední",7.45,"",{"$f":"IF(H2454=\"víkend\",\"\",IF(I2454>$N$1,\"\",IF(OR(F2454<$E$5,F2454>$E$6),\"\",$L$4)))","v":""},0,{"$f":"IF($K2454=\"\",0,$K2454/3600*1.2*1010*($L$1-(M$11/100*($L$1-$I2454)+$I2454)))","v":0},0,0,0,0,0,8.5]
[null,null,"1999-04-12T19:29:59.999",4,12,20,1,"všední",3.7,"","",0,0,0,0,0,0,0,4.5999999999999996]
[null,null,"1999-04-12T23:29:59.999",4,12,24,1,"všední",2.9,"","",0,0,0,0,0,0,0,2.8]
[null,null,"1999-04-13T00:29:59.999",4,13,1,2,"všední",2.95,"","",0,0,0,0,0,0,0,3]
[null,null,"1999-04-13T03:29:59.999",4,13,4,2,"všední",2.7,"","",0,0,0,0,0,0,0,3]
[null,null,"1999-04-13T06:29:59.999",4,13,7,2,"všední",2.8,"","",0,0,0,0,0,0,0,2.7]
[null,null,"1999-04-13T10:29:59.999",4,13,11,2,"všední",4.5,4.5,324,1908.8999999999999,954.44999999999993,763.56,629.93699999999978,381.78,190.89,0,4.4000000000000004]
[null,null,"1999-04-13T13:29:59.999",4,13,14,2,"všední",5.15,"","",0,0,0,0,0,0,0,5.0999999999999996]
[null,null,"1999-04-13T17:29:59.999",4,13,18,2,"všední",4.8499999999999996,"","",0,0,0,0,0,0,0,5]
[null,null,"1999-04-13T20:29:59.999",4,13,21,2,"všední",4.2,"","",0,0,0,0,0,0,0,4.4000000000000004]
[null,null,"1999-04-14T00:29:59.999",4,14,1,3,"všední",3.95,"","",0,0,0,0,0,0,0,3.8]
[null,null,"1999-04-14T01:29:59.999",4,14,2,3,"všední",4.25,"","",0,0,0,0,0,0,0,4.0999999999999996]
[null,null,"1999-04-14T04:29:59.999",4,14,5,3,"všední",4.6500000000000004,"","",0,0,0,0,0,0,0,4.9000000000000004]
[null,null,"1999-04-14T07:29:59.999",4,14,8,3,"všední",4.05,4.05,324,1957.9859999999999,978.99300000000017,783.19439999999997,646.13538000000005,391.59719999999999,195.79859999999979,0,4]
[null,null,"1999-04-14T11:29:59.999",4,14,12,3,"všední",5.9,5.9,324,1756.1880000000001,878.09399999999982,702.47519999999997,579.54203999999982,351.23759999999987,175.61879999999994,0,5.7]
[null,null,"1999-04-14T14:29:59.999",4,14,15,3,"všední",6.75,"","",0,0,0,0,0,0,0,6.4]
[null,null,"1999-04-14T18:29:59.999",4,14,19,3,"všední",6.3,"","",0,{"$f":"IF($K2504=\"\",0,$K2504/3600*1.2*1010*($L$1-(M$11/100*($L$1-$I2504)+$I2504)))","v":0},0,0,0,0,0,6.6]
[null,null,"1999-04-14T21:29:59.999",4,14,22,3,"všední",2.8,"","",0,0,0,0,0,0,0,3.2]
[null,null,{"$f":"C2510+1/24","v":"1999-04-15T01:29:59.999"},4,15,2,{"$f":"WEEKDAY(C2511-1)","v":4},{"$f":"IF(G2511=6,\"víkend\",IF(G2511=7,\"víkend\",\"všední\"))","v":"všední"},0.35,{"$f":"+IF(K2511=\"\",\"\",I2511)","v":""},"",0,0,0,0,0,0,0,0.5]
[null,null,"1999-04-15T02:29:59.999",4,15,3,4,"všední",0.35,"","",0,0,0,0,0,0,0,0.2]
[null,null,"1999-04-15T05:29:59.999",4,15,6,4,"všední",1.6,"","",0,0,0,0,0,0,0,1]
[null,null,"1999-04-15T09:29:59.999",4,15,10,4,"všední",6.1,6.1,324,1734.3720000000001,867.18599999999992,693.74880000000007,572.34276,346.87439999999998,173.43719999999999,0,5.7]
[null,null,"1999-04-15T12:29:59.999",4,15,13,4,"všední",8.4499999999999993,8.4499999999999993,324,1478.0340000000001,739.01700000000005,591.21360000000016,487.75121999999988,295.60680000000008,147.80340000000004,0,8.1]
[null,null,"1999-04-15T15:29:59.999",4,15,16,4,"všední",9.8000000000000007,"","",0,0,0,0,0,0,0,9.6]
[null,null,"1999-04-15T18:29:59.999",4,15,19,4,"všední",8.6999999999999993,"","",0,0,0,0,0,0,0,8.8000000000000007]
[null,null,"1999-04-15T23:29:59.999",4,15,24,4,"všední",5.7,"","",0,0,0,0,0,0,0,6.1]
[null,null,"1999-04-16T02:29:59.999",4,16,3,5,"všední",4.95,"","",0,0,0,0,0,0,0,5.3]
[null,null,"1999-04-16T03:29:59.999",4,16,4,5,"všední",4.6500000000000004,"","",0,0,0,0,0,0,0,4.5999999999999996]
[null,null,"1999-04-16T06:29:59.999",4,16,7,5,"všední",5.6,"","",0,0,0,0,0,0,0,4.8]
[null,null,"1999-04-16T10:29:59.999",4,16,11,5,"všední",11.7,11.7,324,1123.5240000000001,{"$f":"IF($K2544=\"\",0,$K2544/3600*1.2*1010*($L$1-(M$11/100*($L$1-$I2544)+$I2544)))","v":561.76199999999983},449.40960000000013,370.76292000000007,224.70480000000023,112.35240000000012,0,10.6]
[null,null,"1999-04-16T13:29:59.999",4,16,14,5,"všední",15.4,"","",0,0,0,0,0,0,0,15.4]
[null,null,"1999-04-16T15:29:59.999",4,16,16,5,"všední",15.15,"","",0,0,0,0,0,0,0,15.9]
[null,null,"1999-04-16T21:29:59.999",4,16,22,5,"všední",9.1999999999999993,"","",0,0,0,0,0,0,0,9.3000000000000007]
[null,null,"1999-04-17T00:29:59.999",4,17,1,6,"víkend",8.75,"","",0,0,0,0,0,0,0,8.8000000000000007]
[null,null,"1999-04-17T03:29:59.999",4,17,4,6,"víkend",8.3000000000000007,"","",0,0,0,0,0,0,0,8.4]
[null,null,"1999-04-17T04:29:59.999",4,17,5,6,"víkend",8.1999999999999993,"","",0,0,0,0,0,0,0,8.1999999999999993]
[null,null,"1999-04-17T07:29:59.999",4,17,8,6,"víkend",8.4,"","",0,0,0,0,0,0,0,8.3000000000000007]
[null,null,"1999-04-17T11:29:59.999",4,17,12,6,"víkend",9.5500000000000007,"","",0,0,0,0,0,0,0,9.4]
[null,null,"1999-04-17T14:29:59.999",4,17,15,6,"víkend",8.5,"","",0,0,0,0,0,0,0,8.8000000000000007]
[null,null,"1999-04-17T16:29:59.999",4,17,17,6,"víkend",7.6,"","",{"$f":"IF($K2574=\"\",0,$K2574/3600*1.2*1010*($L$1-(L$11*($L$1-$I2574)+$I2574)))","v":0},{"$f":"IF($K2574=\"\",0,$K2574/3600*1.2*1010*($L$1-(M$11/100*($L$1-$I2574)+$I2574)))","v":0},0,0,0,0,0,7.7]
[null,null,"1999-04-17T22:29:59.999",4,17,23,6,"víkend",6.7,"","",0,0,0,0,0,0,0,6.8]
[null,null,"1999-04-18T01:29:59.999",4,18,2,7,"víkend",5.4,"","",0,0,0,0,0,0,0,5.7]
[null,null,"1999-04-18T02:29:59.999",4,18,3,7,"víkend",4.8499999999999996,"","",0,{"$f":"IF($K2584=\"\",0,$K2584/3600*1.2*1010*($L$1-(M$11/100*($L$1-$I2584)+$I2584)))","v":0},0,0,0,0,0,5.0999999999999996]
[null,null,"1999-04-18T05:29:59.999",4,18,6,7,"víkend",4,"","",0,0,0,0,0,0,0,4.0999999999999996]
[null,null,"1999-04-18T08:29:59.999",4,18,9,7,"víkend",3.35,"","",0,0,0,0,0,0,0,3.2]
[null,null,"1999-04-18T12:29:59.999",4,18,13,7,"víkend",7.65,"","",0,{"$f":"IF($K2594=\"\",0,$K2594/3600*1.2*1010*($L$1-(M$11/100*($L$1-$I2594)+$I2594)))","v":0},0,0,0,0,0,8]
[null,null,"1999-04-18T17:29:59.999",4,18,{"$f":"F2575","v":18},7,"víkend",6.55,"","",0,0,0,0,0,0,0,6.8]
[null,null,"1999-04-18T19:29:59.999",4,18,20,7,"víkend",5.8,"","",0,0,0,0,0,0,0,6.1]
[null,null,"1999-04-18T23:29:59.999",4,18,24,7,"víkend",3.5,"","",0,0,0,0,0,0,0,3.7]
[null,null,"1999-04-19T02:29:59.999",4,19,3,1,"všední",2.9,"","",0,0,0,0,0,0,0,3]
[null,null,"1999-04-19T03:29:59.999",4,19,4,1,"všední",2.7,"","",0,0,0,0,0,0,0,2.8]
[null,null,"1999-04-19T06:29:59.999",4,19,7,1,"všední",5,"","",0,0,0,0,0,0,0,3.4]
[null,null,"1999-04-19T09:29:59.999",4,19,10,1,"všední",7.2,7.2,324,1614.384,807.19199999999978,645.75359999999978,532.74671999999998,322.87679999999972,161.43840000000003,0,7.2]
[null,null,"1999-04-19T14:29:59.999",4,19,15,1,"všední",9.85,"","",0,0,0,0,0,0,0,9.6999999999999993]
[null,null,"1999-04-19T17:29:59.999",4,19,18,1,"všední",9.15,"","",0,0,0,0,0,0,0,9.6999999999999993]
[null,null,"1999-04-19T21:29:59.999",4,19,22,1,"všední",4.55,"","",0,0,0,0,0,0,0,4.8]
[null,null,"1999-04-20T00:29:59.999",4,20,1,2,"všední",2.8,"","",0,0,0,0,0,0,0,3.2]
[null,null,"1999-04-20T03:29:59.999",4,20,4,2,"všední",0.7,"","",0,0,0,0,0,0,0,1.1000000000000001]
[null,null,"1999-04-20T04:29:59.999",4,20,5,2,"všední",0.65,"","",0,{"$f":"IF($K2634=\"\",0,$K2634/3600*1.2*1010*($L$1-(M$11/100*($L$1-$I2634)+$I2634)))","v":0},0,0,0,0,0,0.3]
[null,null,"1999-04-20T07:29:59.999",4,20,8,2,"všední",7.95,7.95,324,1532.5740000000001,766.28699999999981,613.02960000000007,505.74941999999976,306.51479999999987,153.25739999999973,0,6.9]
[null,null,"1999-04-20T10:29:59.999",4,20,11,2,"všední",11.25,11.25,324,1172.6099999999999,586.30499999999995,469.0440000000001,386.96129999999994,234.52199999999985,117.26099999999992,0,10.6]
[null,null,"1999-04-20T15:29:59.999",4,20,16,2,"všední",12.8,"","",0,0,0,0,0,0,0,13.3]
[null,null,"1999-04-20T18:29:59.999",4,20,19,2,"všední",9.9,"","",0,0,0,0,0,0,0,10.5]
[null,null,"1999-04-20T22:29:59.999",4,20,23,2,"všední",6.35,"","",0,0,0,0,0,0,0,6.7]
[null,null,"1999-04-21T01:29:59.999",4,21,2,3,"všední",4.6500000000000004,"","",0,0,0,0,0,0,0,4.9000000000000004]
[null,null,"1999-04-21T04:29:59.999",4,21,5,3,"všední",3.2,"","",0,0,0,0,0,0,0,3.2]
[null,null,"1999-04-21T05:29:59.999",4,21,6,3,"všední",4.05,"","",0,0,0,0,0,0,0,3.2]
[null,null,"1999-04-21T08:29:59.999",4,21,9,3,"všední",11.8,11.8,324,1112.616,556.30800000000011,445.04639999999984,367.16327999999993,222.52319999999992,111.26159999999996,0,11]
[null,null,"1999-04-21T12:29:59.999",4,21,13,3,"všední",15.55,"","",0,0,0,0,0,0,0,15.6]
[null,null,"1999-04-21T16:29:59.999",4,21,17,3,"všední",15.45,"","",0,0,0,0,0,0,0,15.7]
[null,null,"1999-04-21T19:29:59.999",4,21,20,3,"všední",12.5,"","",0,0,0,0,0,0,0,13.4]
[null,null,"1999-04-21T23:29:59.999",4,21,24,3,"všední",7.75,"","",0,0,0,0,0,0,0,8.4]
[null,null,"1999-04-22T02:29:59.999",4,22,3,4,"všední",6.4,"","",0,0,0,0,0,0,0,6.8]
[null,null,"1999-04-22T05:29:59.999",4,22,6,4,"všední",6.85,"","",0,0,0,0,0,0,0,6.3]
[null,null,"1999-04-22T06:29:59.999",4,22,7,4,"všední",8.1,"","",0,{"$f":"IF($K2684=\"\",0,$K2684/3600*1.2*1010*($L$1-(M$11/100*($L$1-$I2684)+$I2684)))","v":0},0,0,0,0,0,7.4]
[null,null,"1999-04-22T09:29:59.999",4,22,10,4,"všední",16.2,"","",0,0,0,0,0,0,0,15.7]
[null,null,"1999-04-22T14:29:59.999",4,22,15,4,"všední",18.899999999999999,"","",0,0,0,0,0,0,0,18.8]
[null,null,"1999-04-22T17:29:59.999",4,22,18,4,"všední",15.8,"","",0,0,0,0,0,0,0,16.3]
[null,null,"1999-04-22T20:29:59.999",4,22,21,4,"všední",5.7,"","",0,0,0,0,0,0,0,0]
[null,null,"1999-04-23T00:29:59.999",4,23,1,5,"všední",6.85,"","",{"$f":"IF($K2702=\"\",0,$K2702/3600*1.2*1010*($L$1-(L$11*($L$1-$I2702)+$I2702)))","v":0},0,0,0,0,0,0,7.1]
[null,null,"1999-04-23T03:29:59.999",4,23,4,5,"všední",5.3,"","",0,0,0,0,0,0,0,5.6]
[null,null,"1999-04-23T06:29:59.999",4,23,7,5,"všední",8.25,"","",0,0,0,0,0,0,0,6.3]
[null,null,"1999-04-23T07:29:59.999",4,23,8,5,"všední",11.8,11.8,324,1112.616,556.30800000000011,445.04639999999984,367.16327999999993,222.52319999999992,111.26159999999996,0,10.199999999999999]
[null,null,"1999-04-23T10:29:59.999",4,23,11,5,"všední",18.149999999999999,"","",0,0,0,0,0,0,0,17.8]
[null,null,"1999-04-23T15:29:59.999",4,23,16,5,"všední",19.350000000000001,"","",0,0,0,0,0,0,0,19.5]
[null,null,"1999-04-23T18:29:59.999",4,23,19,5,"všední",16.350000000000001,"","",0,0,0,0,0,0,0,17.100000000000001]
[null,null,"1999-04-23T21:29:59.999",4,23,22,5,"všední",13.35,"","",0,0,0,0,0,0,0,13.9]
[null,null,"1999-04-24T01:29:59.999",4,24,{"$f":"F2703","v":2},6,"víkend",9.5,"","",0,0,0,0,0,0,0,9.9]
[null,null,"1999-04-24T04:29:59.999",4,24,5,6,"víkend",7.15,"","",0,0,0,0,0,0,0,7.2]
[null,null,"1999-04-24T07:29:59.999",4,24,8,6,"víkend",12.25,"","",0,0,0,0,0,0,0,10.4]
[null,null,"1999-04-24T11:29:59.999",4,24,12,6,"víkend",19.100000000000001,"","",0,0,0,0,0,0,0,18.7]
[null,null,"1999-04-24T12:29:59.999",4,24,13,6,"víkend",19.55,"","",0,0,0,0,0,0,0,19.5]
[null,null,"1999-04-24T16:29:59.999",4,24,17,6,"víkend",18.899999999999999,"","",0,0,0,0,0,0,0,19.2]
[null,null,"1999-04-24T19:29:59.999",4,24,20,6,"víkend",15.85,"","",0,0,0,0,0,0,0,16.399999999999999]
[null,null,"1999-04-24T22:29:59.999",4,24,23,6,"víkend",12,"","",0,0,0,0,0,0,0,12.6]
[null,null,"1999-04-25T02:29:59.999",4,25,3,7,"víkend",8.1,"","",0,0,0,0,0,0,0,8.5]
[null,null,"1999-04-25T05:29:59.999",4,25,6,7,"víkend",7.5,"","",0,0,0,0,0,0,0,7]
[null,null,"1999-04-25T08:29:59.999",4,25,9,7,"víkend",16.399999999999999,"","",0,0,0,0,0,0,0,15.5]
[null,null,"1999-04-25T10:29:59.999",4,25,11,7,"víkend",18.399999999999999,"","",0,0,0,0,0,0,0,17.8]
[null,null,"1999-04-25T13:29:59.999",4,25,14,7,"víkend",20.25,"","",0,0,0,0,0,0,0,20]
[null,null,{"$f":"C2766+1/24","v":"1999-04-25T17:29:59.999"},4,25,18,{"$f":"WEEKDAY(C2767-1)","v":7},{"$f":"IF(G2767=6,\"víkend\",IF(G2767=7,\"víkend\",\"všední\"))","v":"víkend"},19,{"$f":"+IF(K2767=\"\",\"\",I2767)","v":""},"",0,0,0,0,0,0,0,19.600000000000001]
[null,null,"1999-04-25T20:29:59.999",4,25,21,7,"víkend",15.25,"","",0,0,0,0,0,0,0,15.6]
[null,null,"1999-04-25T23:29:59.999",4,25,24,7,"víkend",11.55,"","",0,0,0,0,0,0,0,12.2]
[null,null,"1999-04-26T03:29:59.999",4,26,4,1,"všední",7.55,"","",0,0,0,0,0,0,0,7.7]
[null,null,"1999-04-26T06:29:59.999",4,26,7,1,"všední",11.3,"","",0,0,0,0,0,0,0,10.3]
[null,null,"1999-04-26T09:29:59.999",4,26,10,1,"všední",14.45,"","",0,0,0,0,0,0,0,14.7]
[null,null,"1999-04-26T11:29:59.999",4,26,12,1,"všední",15.45,"","",0,0,0,0,0,0,0,15.2]
[null,null,"1999-04-26T14:29:59.999",4,26,15,1,"všední",15.95,"","",0,0,0,0,0,0,0,15.8]
[null,null,"1999-04-26T18:29:59.999",4,26,19,1,"všední",13.8,"","",0,0,0,0,0,0,0,13.9]
[null,null,"1999-04-26T21:29:59.999",4,26,22,1,"všední",12.25,"","",0,0,0,0,0,0,0,12.8]
[null,null,"1999-04-27T01:29:59.999",4,27,2,2,"všední",8.9,"","",0,0,0,0,0,0,0,9.1]
[null,null,"1999-04-27T04:29:59.999",4,27,5,2,"všední",7.9,"","",0,0,0,0,0,0,0,7.9]
[null,null,"1999-04-27T06:29:59.999",4,27,7,2,"všední",10.9,"","",0,{"$f":"IF($K2804=\"\",0,$K2804/3600*1.2*1010*($L$1-(M$11/100*($L$1-$I2804)+$I2804)))","v":0},0,0,0,0,0,9.8000000000000007]
[null,null,"1999-04-27T09:29:59.999",4,27,10,2,"všední",14.55,"","",0,0,0,0,0,0,0,14.3]
[null,null,"1999-04-27T12:29:59.999",4,27,13,2,"všední",16.850000000000001,"","",0,0,0,0,0,0,0,16.8]
[null,null,"1999-04-27T15:29:59.999",4,27,16,2,"všední",15.95,"","",0,0,0,0,0,0,0,16.100000000000001]
[null,null,"1999-04-27T19:29:59.999",4,27,20,2,"všední",13.15,"","",0,0,0,0,0,0,0,13.5]
[null,null,"1999-04-27T22:29:59.999",4,27,23,2,"všední",10.65,"","",0,0,0,0,0,0,0,11]
[null,null,"1999-04-28T02:29:59.999",4,28,3,3,"všední",7.85,"","",0,{"$f":"IF($K2824=\"\",0,$K2824/3600*1.2*1010*($L$1-(M$11/100*($L$1-$I2824)+$I2824)))","v":0},0,0,0,0,0,8.1999999999999993]
[null,null,"1999-04-28T03:29:59.999",4,28,4,3,"všední",7.7,"","",0,0,0,0,0,0,0,7.5]
[null,null,{"$f":"C2830+1/24","v":"1999-04-28T09:29:59.999"},4,28,10,{"$f":"WEEKDAY(C2831-1)","v":3},{"$f":"IF(G2831=6,\"víkend\",IF(G2831=7,\"víkend\",\"všední\"))","v":"všední"},18.25,{"$f":"+IF(K2831=\"\",\"\",I2831)","v":""},"",0,0,0,0,0,0,0,18.2]
[null,null,"1999-04-28T10:29:59.999",4,28,11,3,"všední",18.7,"","",0,0,0,0,0,0,0,18.3]
[null,null,"1999-04-28T13:29:59.999",4,28,14,3,"všední",20.85,"","",0,0,0,0,0,0,0,20.8]
[null,null,"1999-04-28T16:29:59.999",4,28,17,3,"všední",19.55,"",{"$f":"IF(H2838=\"víkend\",\"\",IF(I2838>$N$1,\"\",IF(OR(F2838<$E$5,F2838>$E$6),\"\",$L$4)))","v":""},0,0,0,0,0,0,0,20.3]
[null,null,"1999-04-28T20:29:59.999",4,28,21,3,"všední",14.65,"","",0,0,0,0,0,0,0,15.1]
[null,null,"1999-04-28T23:29:59.999",4,28,24,3,"všední",11.2,"","",0,0,0,0,0,0,0,11.8]
[null,null,"1999-04-29T03:29:59.999",4,29,4,4,"všední",8.5500000000000007,"","",0,0,0,0,0,0,0,8.8000000000000007]
[null,null,"1999-04-29T04:29:59.999",4,29,5,4,"všední",8.6999999999999993,"","",0,0,0,0,0,0,0,8.3000000000000007]
[null,null,"1999-04-29T10:29:59.999",4,29,11,4,"všední",20.2,"","",0,0,0,0,0,0,0,19.8]
[null,null,"1999-04-29T11:29:59.999",4,29,12,4,"všední",20.85,"","",0,0,0,0,0,0,0,20.6]
[null,null,"1999-04-29T14:29:59.999",4,29,15,4,"všední",21.05,"","",0,0,0,0,0,0,0,21.2]
[null,null,"1999-04-29T18:29:59.999",4,29,19,4,"všední",18.850000000000001,"","",0,{"$f":"IF($K2864=\"\",0,$K2864/3600*1.2*1010*($L$1-(M$11/100*($L$1-$I2864)+$I2864)))","v":0},0,0,0,0,0,19.899999999999999]
[null,null,"1999-04-29T21:29:59.999",4,29,22,4,"všední",14.4,"","",0,0,0,0,0,0,0,15]
[null,null,"1999-04-30T00:29:59.999",4,30,1,5,"všední",11.2,"","",0,0,0,0,0,0,0,11.4]
[null,null,"1999-04-30T05:29:59.999",4,30,6,5,"všední",10.7,"","",0,0,0,0,0,0,0,10.1]
[null,null,"1999-04-30T08:29:59.999",4,30,9,5,"všední",19.55,"","",0,0,0,0,0,0,0,17.899999999999999]
[null,null,"1999-04-30T11:29:59.999",4,30,12,5,"všední",23.85,"","",0,0,0,0,0,0,0,24]
[null,null,"1999-04-30T12:29:59.999",4,30,13,5,"všední",23.6,"","",0,0,0,0,0,0,0,23.7]
[null,null,"1999-04-30T15:29:59.999",4,30,16,5,"všední",23.5,"","",0,0,0,0,0,0,0,23.8]
[null,null,"1999-04-30T19:29:59.999",4,30,20,5,"všední",18.5,"","",0,0,0,0,0,0,0,18.899999999999999]
[null,null,"1999-04-30T22:29:59.999",4,30,23,5,"všední",17.45,"","",0,0,0,0,0,0,0,17.5]
[null,null,"1999-05-01T02:29:59.999",5,1,3,6,"víkend",10.1,"","",0,0,0,0,0,0,0,10.199999999999999]
[null,null,"1999-05-01T06:29:59.999",5,1,7,6,"víkend",10.199999999999999,"","",0,0,0,0,0,0,0,10.4]
[null,null,"1999-05-01T09:29:59.999",5,1,10,6,"víkend",10.050000000000001,"","",0,0,0,0,0,0,0,10.199999999999999]
[null,null,"1999-05-01T10:29:59.999",5,1,11,6,"víkend",9.9499999999999993,"","",0,{"$f":"IF($K2904=\"\",0,$K2904/3600*1.2*1010*($L$1-(M$11/100*($L$1-$I2904)+$I2904)))","v":0},0,0,0,0,0,9.9]
[null,null,"1999-05-01T13:29:59.999",5,1,14,6,"víkend",10.050000000000001,"","",0,0,0,0,0,0,0,10.1]
[null,null,"1999-05-01T16:29:59.999",5,1,17,6,"víkend",10.199999999999999,"","",0,0,0,0,0,0,0,10.4]
[null,null,"1999-05-01T20:29:59.999",5,1,21,6,"víkend",7.4,"","",0,{"$f":"IF($K2914=\"\",0,$K2914/3600*1.2*1010*($L$1-(M$11/100*($L$1-$I2914)+$I2914)))","v":0},0,0,0,0,0,7.8]
[null,null,"1999-05-01T23:29:59.999",5,1,24,6,"víkend",4.4000000000000004,"","",0,0,0,0,0,0,0,4.8]
[null,null,"1999-05-02T03:29:59.999",5,2,4,7,"víkend",0.95,"","",0,0,0,0,0,0,0,1.2]
[null,null,"1999-05-02T07:29:59.999",5,2,8,7,"víkend",8.4,"","",0,0,0,0,0,0,0,7.5]
[null,null,"1999-05-02T10:29:59.999",5,2,11,7,"víkend",11.3,"","",0,0,0,0,0,0,0,11]
[null,null,"1999-05-02T11:29:59.999",5,2,12,7,"víkend",12.1,"","",0,0,0,0,0,0,0,11.6]
[null,null,"1999-05-02T14:29:59.999",5,2,15,7,"víkend",13.9,"","",0,0,0,0,0,0,0,13.7]
[null,null,"1999-05-02T17:29:59.999",5,2,18,7,"víkend",12.95,"","",0,0,0,0,0,0,0,13.5]
[null,null,"1999-05-02T21:29:59.999",5,2,22,7,"víkend",7.75,"","",0,0,0,0,0,0,0,8.1]
[null,null,"1999-05-03T00:29:59.999",5,3,1,1,"všední",4.75,"","",0,0,0,0,0,0,0,5.5]
[null,null,"1999-05-03T04:29:59.999",5,3,5,1,"všední",1.95,"","",0,0,0,0,0,0,0,1.4]
[null,null,"1999-05-03T08:29:59.999",5,3,9,1,"všední",11.8,11.8,324,1112.616,556.30800000000011,445.04639999999984,367.16327999999993,222.52319999999992,111.26159999999996,0,11.3]
[null,null,"1999-05-03T11:29:59.999",5,3,12,1,"všední",14,"","",0,0,0,0,0,0,0,13.7]
[null,null,"1999-05-03T12:29:59.999",5,3,13,1,"všední",14.7,"","",0,{"$f":"IF($K2954=\"\",0,$K2954/3600*1.2*1010*($L$1-(M$11/100*($L$1-$I2954)+$I2954)))","v":0},0,0,0,0,0,14.3]
[null,null,"1999-05-03T15:29:59.999",5,3,16,1,"všední",15.65,"","",0,0,0,0,0,0,0,15.6]
[null,null,"1999-05-03T18:29:59.999",5,3,19,1,"všední",13.65,"","",0,0,0,0,0,0,0,14.6]
[null,null,"1999-05-03T21:29:59.999",5,3,22,1,"všední",8.8000000000000007,"","",0,0,0,0,0,0,0,9.5]
[null,null,"1999-05-04T02:29:59.999",5,4,3,2,"všední",4.3,"","",0,0,0,0,0,0,0,4.7]
[null,null,"1999-05-04T06:29:59.999",5,4,7,2,"všední",8.15,"","",0,0,0,0,0,0,0,5.8]
[null,null,"1999-05-04T09:29:59.999",5,4,10,2,"všední",17.899999999999999,"","",0,0,0,0,0,0,0,17]
[null,null,"1999-05-04T12:29:59.999",5,4,13,2,"všední",20.5,"","",0,0,0,0,0,0,0,20.5]
[null,null,"1999-05-04T13:29:59.999",5,4,14,2,"všední",20.85,"","",0,0,0,0,0,0,0,20.5]
[null,null,"1999-05-04T16:29:59.999",5,4,17,2,"všední",20,"","",0,0,0,0,0,0,0,20.399999999999999]
[null,null,"1999-05-04T19:29:59.999",5,4,20,2,"všední",16.7,"","",0,0,0,0,0,0,0,17.2]
[null,null,"1999-05-04T22:29:59.999",5,4,23,2,"všední",13.95,"","",0,0,0,0,0,0,0,14.1]
[null,null,"1999-05-05T03:29:59.999",5,5,4,3,"všední",7.7,"","",0,0,0,0,0,0,0,8]
[null,null,"1999-05-05T07:29:59.999",5,5,8,3,"všední",15.3,"","",0,0,0,0,0,0,0,14.4]
[null,null,"1999-05-05T10:29:59.999",5,5,11,3,"všední",18.55,"","",0,0,0,0,0,0,0,18]
[null,null,"1999-05-05T13:29:59.999",5,5,14,3,"všední",20.399999999999999,"","",0,0,0,0,0,0,0,20.399999999999999]
[null,null,"1999-05-05T14:29:59.999",5,5,15,3,"všední",20.65,"","",0,{"$f":"IF($K3004=\"\",0,$K3004/3600*1.2*1010*($L$1-(M$11/100*($L$1-$I3004)+$I3004)))","v":0},0,0,0,0,0,20.399999999999999]
[null,null,"1999-05-05T17:29:59.999",5,5,18,3,"všední",19.7,"","",0,0,0,0,0,0,0,20.3]
[null,null,"1999-05-05T23:29:59.999",5,5,24,3,"všední",11.2,"","",0,0,0,0,0,0,0,12.1]
[null,null,"1999-05-06T01:29:59.999",5,6,2,4,"všední",9.4,"","",0,0,0,0,0,0,0,10]
[null,null,"1999-05-06T04:29:59.999",5,6,5,4,"všední",8.1999999999999993,"","",0,0,0,0,0,0,0,8.3000000000000007]
[null,null,"1999-05-06T08:29:59.999",5,6,9,4,"všední",18.7,"","",{"$f":"IF($K3022=\"\",0,$K3022/3600*1.2*1010*($L$1-(L$11*($L$1-$I3022)+$I3022)))","v":0},0,0,0,0,0,0,16.899999999999999]
[null,null,"1999-05-06T11:29:59.999",5,6,12,4,"všední",23.05,"","",0,0,0,0,0,0,0,22.8]
[null,null,"1999-05-06T14:29:59.999",5,6,15,4,"všední",23.7,"","",0,0,0,0,0,0,0,23.8]
[null,null,"1999-05-06T15:29:59.999",5,6,16,4,"všední",23.05,"","",0,0,0,0,0,0,0,23.6]
[null,null,"1999-05-06T20:29:59.999",5,6,21,4,"všední",17,"","",0,{"$f":"IF($K3034=\"\",0,$K3034/3600*1.2*1010*($L$1-(M$11/100*($L$1-$I3034)+$I3034)))","v":0},0,0,0,0,0,17.600000000000001]
[null,null,"1999-05-06T23:29:59.999",5,6,24,4,"všední",13.6,"","",0,0,0,0,0,0,0,14.4]
[null,null,"1999-05-07T02:29:59.999",5,7,3,5,"všední",11.75,"","",0,0,0,0,0,0,0,12.2]
[null,null,"1999-05-07T05:29:59.999",5,7,6,5,"všední",12.25,"","",0,0,0,0,0,0,0,11.1]
[null,null,"1999-05-07T09:29:59.999",5,7,{"$f":"F3023","v":10},5,"všední",16.8,"","",0,0,0,0,0,0,0,16.8]
[null,null,"1999-05-07T12:29:59.999",5,7,13,5,"všední",18.05,"","",0,0,0,0,0,0,0,17.399999999999999]
[null,null,"1999-05-07T15:29:59.999",5,7,16,5,"všední",19.8,"","",0,0,0,0,0,0,0,20.2]
[null,null,"1999-05-07T17:29:59.999",5,7,18,5,"všední",17.95,"","",0,0,0,0,0,0,0,18.5]
[null,null,"1999-05-07T20:29:59.999",5,7,21,5,"všední",13.95,"","",0,0,0,0,0,0,0,14.8]
[null,null,"1999-05-08T00:29:59.999",5,8,1,6,"víkend",10.45,"","",0,0,0,0,0,0,0,10.5]
[null,null,"1999-05-08T03:29:59.999",5,8,4,6,"víkend",8.8000000000000007,"","",0,0,0,0,0,0,0,9.1]
[null,null,"1999-05-08T06:29:59.999",5,8,7,6,"víkend",12.4,"","",0,0,0,0,0,0,0,11.4]
[null,null,"1999-05-08T10:29:59.999",5,8,11,6,"víkend",18.05,"","",0,0,0,0,0,0,0,18.7]
[null,null,"1999-05-08T13:29:59.999",5,8,14,6,"víkend",21.9,"","",0,0,0,0,0,0,0,21.4]
[null,null,"1999-05-08T14:29:59.999",5,8,15,6,"víkend",22.3,"","",0,0,0,0,0,0,0,22.4]
[null,null,"1999-05-08T18:29:59.999",5,8,19,6,"víkend",14.15,"","",0,0,0,0,0,0,0,14.5]
[null,null,"1999-05-08T21:29:59.999",5,8,22,6,"víkend",12.9,"","",0,0,0,0,0,0,0,13.1]
[null,null,{"$f":"C3086+1/24","v":"1999-05-09T01:29:59.999"},5,9,2,{"$f":"WEEKDAY(C3087-1)","v":7},{"$f":"IF(G3087=6,\"víkend\",IF(G3087=7,\"víkend\",\"všední\"))","v":"víkend"},11.1,{"$f":"+IF(K3087=\"\",\"\",I3087)","v":""},"",0,0,0,0,0,0,0,11.4]
[null,null,"1999-05-09T04:29:59.999",5,9,5,7,"víkend",9.3000000000000007,"","",0,0,0,0,0,0,0,9.4]
[null,null,"1999-05-09T07:29:59.999",5,9,8,7,"víkend",11.9,"","",0,0,0,0,0,0,0,11.7]
[null,null,"1999-05-09T11:29:59.999",5,9,12,7,"víkend",11.85,"","",0,0,0,0,0,0,0,11.8]
[null,null,"1999-05-09T14:29:59.999",5,9,15,7,"víkend",10.5,"","",0,0,0,0,0,0,0,9]
[null,null,"1999-05-09T15:29:59.999",5,9,16,7,"víkend",11.7,"","",0,0,0,0,0,0,0,12]
[null,null,"1999-05-09T19:29:59.999",5,9,20,7,"víkend",8.65,"","",0,0,0,0,0,0,0,8.9]
[null,null,"1999-05-09T22:29:59.999",5,9,23,7,"víkend",7.4,"","",0,0,0,0,0,0,0,7.3]
[null,null,"1999-05-10T02:29:59.999",5,10,3,1,"všední",7,"","",0,0,0,0,0,0,0,6.8]
[null,null,"1999-05-10T05:29:59.999",5,10,6,1,"všední",6.8,"","",0,0,0,0,0,0,0,6.4]
[null,null,"1999-05-10T08:29:59.999",5,10,9,1,"všední",8.9499999999999993,8.9499999999999993,324,1423.4940000000001,711.74700000000007,569.3975999999999,469.75301999999999,284.69879999999995,142.34939999999997,0,8]
[null,null,"1999-05-10T12:29:59.999",5,10,13,1,"všední",9.5500000000000007,9.5500000000000007,324,1358.0459999999998,679.02299999999991,543.21840000000009,448.15517999999992,271.60919999999982,135.80459999999971,0,10.199999999999999]
[null,null,"1999-05-10T16:29:59.999",5,10,17,1,"všední",10.25,"","",0,0,0,0,0,0,0,9.9]
[null,null,"1999-05-10T17:29:59.999",5,10,18,1,"všední",10.35,"","",0,0,0,0,0,0,0,10.6]
[null,null,"1999-05-10T20:29:59.999",5,10,21,1,"všední",6.95,"","",0,0,0,0,0,0,0,7.5]
[null,null,"1999-05-10T23:29:59.999",5,10,24,1,"všední",4.75,"","",0,0,0,0,0,0,0,5.0999999999999996]
[null,null,"1999-05-11T03:29:59.999",5,11,4,2,"všední",2.15,"","",0,0,0,0,0,0,0,1.8]
[null,null,"1999-05-11T06:29:59.999",5,11,7,2,"všední",6.9,"","",0,0,0,0,0,0,0,5.5]
[null,null,"1999-05-11T10:29:59.999",5,11,11,2,"všední",12.7,12.7,324,1014.4440000000001,{"$f":"IF($K3144=\"\",0,$K3144/3600*1.2*1010*($L$1-(M$11/100*($L$1-$I3144)+$I3144)))","v":507.22199999999981},405.77759999999989,334.7665199999999,202.88879999999995,101.44439999999997,0,12.3]
[null,null,"1999-05-11T13:29:59.999",5,11,14,2,"všední",13.35,"","",0,0,0,0,0,0,0,13.7]
[null,null,{"$f":"C3150+1/24","v":"1999-05-11T17:29:59.999"},5,11,18,{"$f":"WEEKDAY(C3151-1)","v":2},{"$f":"IF(G3151=6,\"víkend\",IF(G3151=7,\"víkend\",\"všední\"))","v":"všední"},12.5,{"$f":"+IF(K3151=\"\",\"\",I3151)","v":""},"",0,0,0,0,0,0,0,12.6]
[null,null,"1999-05-11T18:29:59.999",5,11,19,2,"všední",12.2,"","",0,0,0,0,0,0,0,12.4]
[null,null,"1999-05-11T21:29:59.999",5,11,22,2,"všední",10.6,"","",0,0,0,0,0,0,0,10.7]
[null,null,"1999-05-12T00:29:59.999",5,12,1,3,"všední",8.8000000000000007,"",{"$f":"IF(H3158=\"víkend\",\"\",IF(I3158>$N$1,\"\",IF(OR(F3158<$E$5,F3158>$E$6),\"\",$L$4)))","v":""},0,0,0,0,0,0,0,9.1]
[null,null,"1999-05-12T04:29:59.999",5,12,5,3,"všední",9,"","",0,0,0,0,0,0,0,8.6]
[null,null,"1999-05-12T07:29:59.999",5,12,8,3,"všední",10.9,10.9,324,1210.788,605.39400000000012,484.31520000000012,399.56004000000001,242.15759999999986,121.07879999999993,0,10.6]
[null,null,"1999-05-12T11:29:59.999",5,12,12,3,"všední",12.45,12.45,324,1041.7140000000002,520.85699999999986,416.68560000000002,343.76561999999984,208.34280000000001,104.17139999999981,0,12.4]
[null,null,"1999-05-12T14:29:59.999",5,12,15,3,"všední",13.05,"","",0,0,0,0,0,0,0,13.1]
[null,null,"1999-05-12T18:29:59.999",5,12,19,3,"všední",13.4,"","",0,0,0,0,0,0,0,13.6]
[null,null,"1999-05-12T19:29:59.999",5,12,20,3,"všední",12.95,"","",0,0,0,0,0,0,0,13.2]
[null,null,"1999-05-12T22:29:59.999",5,12,23,3,"všední",11.5,"","",0,0,0,0,0,0,0,11.6]
[null,null,"1999-05-13T02:29:59.999",5,13,3,4,"všední",11.2,"","",0,{"$f":"IF($K3184=\"\",0,$K3184/3600*1.2*1010*($L$1-(M$11/100*($L$1-$I3184)+$I3184)))","v":0},0,0,0,0,0,11.2]
[null,null,"1999-05-13T05:29:59.999",5,13,6,4,"všední",11.2,"","",0,0,0,0,0,0,0,11.3]
[null,null,"1999-05-13T08:29:59.999",5,13,9,4,"všední",10.199999999999999,10.199999999999999,324,1287.144,643.57199999999989,514.85759999999982,424.75751999999983,257.42879999999991,128.71439999999996,0,10.4]
[null,null,"1999-05-13T11:29:59.999",5,13,12,4,"všední",9.15,9.15,324,1401.6779999999999,700.83900000000006,560.6712,462.55373999999972,280.3356,140.1678,0,9.3000000000000007]
[null,null,"1999-05-13T16:29:59.999",5,13,17,4,"všední",7.2,"","",0,0,0,0,0,0,0,7.2]
[null,null,"1999-05-13T19:29:59.999",5,13,20,4,"všední",5.8,"","",0,0,0,0,0,0,0,6.2]
[null,null,"1999-05-13T20:29:59.999",5,13,21,4,"všední",5.3,"","",0,0,0,0,0,0,0,5.4]
[null,null,"1999-05-13T23:29:59.999",5,13,24,4,"všední",5.2,"","",0,0,0,0,0,0,0,5]
[null,null,"1999-05-14T03:29:59.999",5,14,4,5,"všední",4.95,"","",0,0,0,0,0,0,0,4.8]
[null,null,"1999-05-14T06:29:59.999",5,14,7,5,"všední",6.1,"","",0,0,0,0,0,0,0,5.9]
[null,null,{"$f":"C3214+1/24","v":"1999-05-14T09:29:59.999"},5,14,10,{"$f":"WEEKDAY(C3215-1)","v":5},{"$f":"IF(G3215=6,\"víkend\",IF(G3215=7,\"víkend\",\"všední\"))","v":"všední"},8.3000000000000007,{"$f":"+IF(K3215=\"\",\"\",I3215)","v":8.3000000000000007},324,1494.396,747.19799999999998,597.75840000000005,493.15068000000008,298.8791999999998,149.43959999999973,0,7.8]
[null,null,"1999-05-14T12:29:59.999",5,14,13,5,"všední",8.15,8.15,324,1510.758,755.37900000000002,604.30319999999995,498.55013999999989,302.15159999999997,151.07579999999979,0,7.9]
[null,null,"1999-05-14T17:29:59.999",5,14,18,5,"všední",7.8,"","",0,0,0,0,0,0,0,7.8]
[null,null,"1999-05-14T20:29:59.999",5,14,21,5,"všední",6.1,"","",0,0,0,0,0,0,0,6.4]
[null,null,"1999-05-14T21:29:59.999",5,14,22,5,"všední",5.75,"","",0,0,0,0,0,0,0,5.8]
[null,null,"1999-05-15T00:29:59.999",5,15,1,6,"víkend",3.15,"","",0,0,0,0,0,0,0,3.4]
[null,null,"1999-05-15T04:29:59.999",5,15,5,6,"víkend",2.8,"","",0,{"$f":"IF($K3234=\"\",0,$K3234/3600*1.2*1010*($L$1-(M$11/100*($L$1-$I3234)+$I3234)))","v":0},0,0,0,0,0,1.7]
[null,null,"1999-05-15T07:29:59.999",5,15,8,6,"víkend",8.4,"","",0,0,0,0,0,0,0,7.4]
[null,null,"1999-05-15T09:29:59.999",5,15,{"$f":"F3215","v":10},6,"víkend",10.85,"","",0,0,0,0,0,0,0,10.4]
[null,null,"1999-05-15T15:29:59.999",5,15,16,6,"víkend",12.35,"","",0,0,0,0,0,0,0,12.2]
[null,null,"1999-05-15T18:29:59.999",5,15,19,6,"víkend",10.75,"","",0,0,0,0,0,0,0,11.5]
[null,null,"1999-05-15T19:29:59.999",5,15,20,6,"víkend",9.15,"","",0,0,0,0,0,0,0,10]
[null,null,"1999-05-15T22:29:59.999",5,15,23,6,"víkend",5.2,"","",0,0,0,0,0,0,0,5.8]
[null,null,"1999-05-16T01:29:59.999",5,16,2,7,"víkend",2.8,"","",0,0,0,0,0,0,0,2.9]
[null,null,"1999-05-16T05:29:59.999",5,16,6,7,"víkend",6.15,"","",0,0,0,0,0,0,0,5.5]
[null,null,"1999-05-16T10:29:59.999",5,16,11,7,"víkend",14.7,"","",0,{"$f":"IF($K3264=\"\",0,$K3264/3600*1.2*1010*($L$1-(M$11/100*($L$1-$I3264)+$I3264)))","v":0},0,0,0,0,0,14.4]
[null,null,"1999-05-16T12:29:59.999",5,16,13,7,"víkend",15.6,"","",0,0,0,0,0,0,0,15.7]
[null,null,"1999-05-16T16:29:59.999",5,16,17,7,"víkend",14.6,"","",0,0,0,0,0,0,0,14.9]
[null,null,"1999-05-16T19:29:59.999",5,16,20,7,"víkend",12.1,"","",0,0,0,0,0,0,0,12.4]
[null,null,"1999-05-16T20:29:59.999",5,16,21,7,"víkend",11.4,"","",0,{"$f":"IF($K3274=\"\",0,$K3274/3600*1.2*1010*($L$1-(M$11/100*($L$1-$I3274)+$I3274)))","v":0},0,0,0,0,0,11.8]
[null,null,"1999-05-16T23:29:59.999",5,16,24,7,"víkend",9.5,"","",0,0,0,0,0,0,0,9.6999999999999993]
[null,null,"1999-05-17T02:29:59.999",5,17,3,1,"všední",10,"","",0,0,0,0,0,0,0,10]
[null,null,"1999-05-17T06:29:59.999",5,17,7,1,"všední",11.7,"","",0,{"$f":"IF($K3284=\"\",0,$K3284/3600*1.2*1010*($L$1-(M$11/100*($L$1-$I3284)+$I3284)))","v":0},0,0,0,0,0,11.6]
[null,null,"1999-05-17T11:29:59.999",5,17,12,1,"všední",15.7,"","",0,0,0,0,0,0,0,15.5]
[null,null,"1999-05-17T13:29:59.999",5,17,14,1,"všední",15.9,"","",0,0,0,0,0,0,0,14.7]
[null,null,"1999-05-17T17:29:59.999",5,17,18,1,"všední",15.05,"","",0,0,0,0,0,0,0,15.8]
[null,null,"1999-05-17T20:29:59.999",5,17,21,1,"všední",12,"","",0,0,0,0,0,0,0,12.1]
[null,null,"1999-05-17T21:29:59.999",5,17,22,1,"všední",11.55,"","",0,0,0,0,0,0,0,11.9]
[null,null,"1999-05-18T00:29:59.999",5,18,1,2,"všední",11,"","",0,0,0,0,0,0,0,11.4]
[null,null,"1999-05-18T03:29:59.999",5,18,4,2,"všední",10.3,"","",0,0,0,0,0,0,0,10.5]
[null,null,"1999-05-18T08:29:59.999",5,18,9,2,"všední",12.3,12.3,324,1058.0759999999998,529.03800000000012,423.23039999999986,349.16508000000005,211.61519999999976,105.80759999999988,0,12]
[null,null,"1999-05-18T11:29:59.999",5,18,12,2,"všední",14.45,"","",0,0,0,0,0,0,0,13.5]
[null,null,"1999-05-18T15:29:59.999",5,18,16,2,"všední",17.75,"","",0,0,0,0,0,0,0,17.899999999999999]
[null,null,"1999-05-18T18:29:59.999",5,18,19,2,"všední",15.9,"","",0,0,0,0,0,0,0,16.399999999999999]
[null,null,"1999-05-18T21:29:59.999",5,18,22,2,"všední",12.3,"","",0,0,0,0,0,0,0,12.5]
[null,null,"1999-05-18T22:29:59.999",5,18,23,2,"všední",12.2,"","",0,{"$f":"IF($K3324=\"\",0,$K3324/3600*1.2*1010*($L$1-(M$11/100*($L$1-$I3324)+$I3324)))","v":0},0,0,0,0,0,12.1]
[null,null,"1999-05-19T01:29:59.999",5,19,2,3,"všední",7.8,"","",0,0,0,0,0,0,0,8.1999999999999993]
[null,null,"1999-05-19T05:29:59.999",5,19,6,3,"všední",7.35,"","",0,0,0,0,0,0,0,7.5]
[null,null,"1999-05-19T09:29:59.999",5,19,10,3,"všední",8.4,8.4,324,1483.4879999999998,741.74400000000003,593.3951999999997,489.55103999999994,296.69759999999985,148.34879999999993,0,8.1]
[null,null,"1999-05-19T12:29:59.999",5,19,13,3,"všední",9.8000000000000007,9.8000000000000007,324,1330.7759999999998,665.38799999999992,532.31039999999985,439.15607999999997,266.15519999999975,133.07759999999988,0,9.6999999999999993]
[null,null,"1999-05-19T16:29:59.999",5,19,17,3,"všední",11,"","",{"$f":"IF($K3342=\"\",0,$K3342/3600*1.2*1010*($L$1-(L$11*($L$1-$I3342)+$I3342)))","v":0},0,0,0,0,0,0,11.2]
[null,null,"1999-05-19T19:29:59.999",5,19,20,3,"všední",8.0500000000000007,"","",0,0,0,0,0,0,0,8.8000000000000007]
[null,null,"1999-05-19T22:29:59.999",5,19,23,3,"všední",5.3,"","",0,0,0,0,0,0,0,5.6]
[null,null,"1999-05-19T23:29:59.999",5,19,24,3,"všední",4.5999999999999996,"","",0,0,0,0,0,0,0,5]
[null,null,"1999-05-20T02:29:59.999",5,20,3,4,"všední",3.5,"","",0,0,0,0,0,0,0,3.7]
[null,null,"1999-05-20T06:29:59.999",5,20,7,4,"všední",7.25,"","",0,0,0,0,0,0,0,6.3]
[null,null,"1999-05-20T10:29:59.999",5,20,11,4,"všední",11.25,11.25,324,1172.6099999999999,586.30499999999995,469.0440000000001,386.96129999999994,234.52199999999985,117.26099999999992,0,11.2]
[null,null,"1999-05-20T13:29:59.999",5,20,14,4,"všední",11.95,"","",0,0,0,0,0,0,0,12.2]
[null,null,"1999-05-20T17:29:59.999",5,20,{"$f":"F3343","v":18},4,"všední",11.4,"","",0,0,0,0,0,0,0,11.5]
[null,null,"1999-05-20T20:29:59.999",5,20,21,4,"všední",10.199999999999999,"","",0,0,0,0,0,0,0,10.6]
[null,null,"1999-05-20T23:29:59.999",5,20,24,4,"všední",8.4499999999999993,"","",0,0,0,0,0,0,0,9.1]
[null,null,"1999-05-21T00:29:59.999",5,21,1,5,"všední",7.25,"","",0,{"$f":"IF($K3374=\"\",0,$K3374/3600*1.2*1010*($L$1-(M$11/100*($L$1-$I3374)+$I3374)))","v":0},0,0,0,0,0,7.8]
[null,null,"1999-05-21T03:29:59.999",5,21,4,5,"všední",5.55,"","",0,0,0,0,0,0,0,5.6]
[null,null,"1999-05-21T08:29:59.999",5,21,9,5,"všední",12.5,12.5,324,1036.26,518.13,414.50400000000008,341.96579999999977,207.25199999999984,103.62599999999992,0,11.7]
[null,null,"1999-05-21T11:29:59.999",5,21,12,5,"všední",14.4,"","",0,0,0,0,0,0,0,15]
[null,null,"1999-05-21T14:29:59.999",5,21,15,5,"všední",13.65,"","",0,0,0,0,0,0,0,14.5]
[null,null,"1999-05-21T18:29:59.999",5,21,19,5,"všední",11.75,"","",0,0,0,0,0,0,0,12.2]
[null,null,"1999-05-21T21:29:59.999",5,21,22,5,"všední",8.8000000000000007,"","",0,0,0,0,0,0,0,9.1]
[null,null,"1999-05-22T00:29:59.999",5,22,1,6,"víkend",4.95,"","",0,0,0,0,0,0,0,5.4]
[null,null,"1999-05-22T04:29:59.999",5,22,5,6,"víkend",3.3,"","",0,0,0,0,0,0,0,2.9]
[null,null,"1999-05-22T05:29:59.999",5,22,6,6,"víkend",4.8499999999999996,"","",0,0,0,0,0,0,0,3.7]
[null,null,{"$f":"C3406+1/24","v":"1999-05-22T09:29:59.999"},5,22,10,{"$f":"WEEKDAY(C3407-1)","v":6},{"$f":"IF(G3407=6,\"víkend\",IF(G3407=7,\"víkend\",\"všední\"))","v":"víkend"},12,{"$f":"+IF(K3407=\"\",\"\",I3407)","v":""},"",0,0,0,0,0,0,0,12.1]
[null,null,"1999-05-22T12:29:59.999",5,22,13,6,"víkend",14.55,"","",0,0,0,0,0,0,0,14.1]
[null,null,"1999-05-22T15:29:59.999",5,22,16,6,"víkend",15.6,"","",0,0,0,0,0,0,0,15.6]
[null,null,"1999-05-22T19:29:59.999",5,22,20,6,"víkend",11.8,"","",0,0,0,0,0,0,0,12.4]
[null,null,"1999-05-22T22:29:59.999",5,22,23,6,"víkend",7.35,"","",0,0,0,0,0,0,0,8]
[null,null,"1999-05-22T23:29:59.999",5,22,24,6,"víkend",6.55,"","",0,0,0,0,0,0,0,6.7]
[null,null,"1999-05-23T05:29:59.999",5,23,6,7,"víkend",6.1,"","",0,0,0,0,0,0,0,4.3]
[null,null,"1999-05-23T06:29:59.999",5,23,7,7,"víkend",9.85,"","",0,0,0,0,0,0,0,7.9]
[null,null,"1999-05-23T10:29:59.999",5,23,11,7,"víkend",16.649999999999999,"","",0,0,0,0,0,0,0,15.4]
[null,null,"1999-05-23T13:29:59.999",5,23,14,7,"víkend",19.5,"","",0,0,0,0,0,0,0,19.600000000000001]
[null,null,"1999-05-23T16:29:59.999",5,23,17,7,"víkend",18.899999999999999,"","",0,0,0,0,0,0,0,19.100000000000001]
[null,null,"1999-05-23T20:29:59.999",5,23,21,7,"víkend",13.8,"","",0,0,0,0,0,0,0,14.3]
[null,null,"1999-05-23T23:29:59.999",5,23,24,7,"víkend",9.75,"","",0,0,0,0,0,0,0,10.199999999999999]
[null,null,"1999-05-24T02:29:59.999",5,24,3,1,"všední",6.75,"","",0,0,0,0,0,0,0,7.3]
[null,null,"1999-05-24T04:29:59.999",5,24,5,1,"všední",7.05,"","",0,0,0,0,0,0,0,6]
[null,null,"1999-05-24T07:29:59.999",5,24,8,1,"všední",15.7,"","",0,0,0,0,0,0,0,14.4]
[null,null,"1999-05-24T11:29:59.999",5,24,12,1,"všední",21.55,"","",0,0,0,0,0,0,0,21.5]
[null,null,"1999-05-24T14:29:59.999",5,24,15,1,"všední",22.15,"","",0,0,0,0,0,0,0,22.3]
[null,null,"1999-05-24T17:29:59.999",5,24,18,1,"všední",21.15,"","",0,0,0,0,0,0,0,21.7]
[null,null,"1999-05-24T21:29:59.999",5,24,22,1,"všední",14.3,"","",0,0,0,0,0,0,0,15.2]
[null,null,"1999-05-24T23:29:59.999",5,24,24,1,"všední",11.9,"","",0,0,0,0,0,0,0,12.4]
[null,null,"1999-05-25T02:29:59.999",5,25,3,2,"všední",8.5,"","",0,0,0,0,0,0,0,9.3000000000000007]
[null,null,"1999-05-25T05:29:59.999",5,25,6,2,"všední",11.05,"","",0,0,0,0,0,0,0,10.1]
[null,null,"1999-05-25T08:29:59.999",5,25,9,2,"všední",19.899999999999999,"",{"$f":"IF(H3478=\"víkend\",\"\",IF(I3478>$N$1,\"\",IF(OR(F3478<$E$5,F3478>$E$6),\"\",$L$4)))","v":""},0,0,0,0,0,0,0,18.600000000000001]
[null,null,"1999-05-25T12:29:59.999",5,25,13,2,"všední",25.05,"","",0,0,0,0,0,0,0,24.9]
[null,null,"1999-05-25T15:29:59.999",5,25,16,2,"všední",24.3,"","",0,0,0,0,0,0,0,24.6]
[null,null,"1999-05-25T19:29:59.999",5,25,20,2,"všední",19.8,"","",0,0,0,0,0,0,0,20.8]
[null,null,"1999-05-25T22:29:59.999",5,25,23,2,"všední",15.55,"","",0,0,0,0,0,0,0,16.100000000000001]
[null,null,"1999-05-26T00:29:59.999",5,26,1,3,"všední",13.35,"","",0,{"$f":"IF($K3494=\"\",0,$K3494/3600*1.2*1010*($L$1-(M$11/100*($L$1-$I3494)+$I3494)))","v":0},0,0,0,0,0,14.5]
[null,null,"1999-05-26T03:29:59.999",5,26,4,3,"všední",11.1,"","",0,0,0,0,0,0,0,11.2]
[null,null,"1999-05-26T06:29:59.999",5,26,7,3,"všední",16.55,"","",0,0,0,0,0,0,0,14.9]
[null,null,"1999-05-26T09:29:59.999",5,26,10,3,"všední",24.1,"","",0,0,0,0,0,0,0,24]
[null,null,"1999-05-26T13:29:59.999",5,26,14,3,"všední",26.9,"","",0,0,0,0,0,0,0,27]
[null,null,"1999-05-26T16:29:59.999",5,26,17,3,"všední",25.4,"","",0,0,0,0,0,0,0,25.8]
[null,null,"1999-05-26T20:29:59.999",5,26,21,3,"všední",21,"","",0,{"$f":"IF($K3514=\"\",0,$K3514/3600*1.2*1010*($L$1-(M$11/100*($L$1-$I3514)+$I3514)))","v":0},0,0,0,0,0,21.3]
[null,null,"1999-05-26T21:29:59.999",5,26,22,3,"všední",20.399999999999999,"","",0,0,0,0,0,0,0,20.7]
[null,null,"1999-05-27T03:29:59.999",5,27,4,4,"všední",16.25,"","",0,0,0,0,0,0,0,16.899999999999999]
[null,null,"1999-05-27T04:29:59.999",5,27,5,4,"všední",16.399999999999999,"","",0,0,0,0,0,0,0,15.6]
[null,null,"1999-05-27T07:29:59.999",5,27,8,4,"všední",22.3,"","",0,0,0,0,0,0,0,21.7]
[null,null,"1999-05-27T11:29:59.999",5,27,12,4,"všední",23.25,"","",0,0,0,0,0,0,0,23.5]
[null,null,"1999-05-27T14:29:59.999",5,27,15,4,"všední",23.2,"","",0,0,0,0,0,0,0,23.2]
[null,null,{"$f":"C3534+1/24","v":"1999-05-27T17:29:59.999"},5,27,18,{"$f":"WEEKDAY(C3535-1)","v":4},{"$f":"IF(G3535=6,\"víkend\",IF(G3535=7,\"víkend\",\"všední\"))","v":"všední"},21.05,{"$f":"+IF(K3535=\"\",\"\",I3535)","v":""},"",0,0,0,0,0,0,0,22]
[null,null,"1999-05-27T22:29:59.999",5,27,23,4,"všední",14,"","",0,0,0,0,0,0,0,14.2]
[null,null,"1999-05-28T01:29:59.999",5,28,2,5,"všední",11.9,"","",0,0,0,0,0,0,0,12.1]
[null,null,"1999-05-28T04:29:59.999",5,28,5,5,"všední",12.15,"","",0,0,0,0,0,0,0,11.2]
[null,null,"1999-05-28T05:29:59.999",5,28,6,5,"všední",14,"","",0,0,0,0,0,0,0,13.1]
[null,null,"1999-05-28T08:29:59.999",5,28,9,5,"všední",20.7,"","",0,0,0,0,0,0,0,20.5]
[null,null,"1999-05-28T12:29:59.999",5,28,13,5,"všední",22.95,"","",0,{"$f":"IF($K3554=\"\",0,$K3554/3600*1.2*1010*($L$1-(M$11/100*($L$1-$I3554)+$I3554)))","v":0},0,0,0,0,0,23]
[null,null,"1999-05-28T15:29:59.999",5,28,16,5,"všední",23.65,"","",0,0,0,0,0,0,0,23.8]
[null,null,"1999-05-28T18:29:59.999",5,28,19,5,"všední",21.6,"","",0,0,0,0,0,0,0,22.3]
[null,null,"1999-05-28T23:29:59.999",5,28,24,5,"všední",16,"","",0,0,0,0,0,0,0,17]
[null,null,"1999-05-29T02:29:59.999",5,29,3,6,"víkend",13.2,"","",0,0,0,0,0,0,0,13.4]
[null,null,"1999-05-29T05:29:59.999",5,29,6,6,"víkend",16.3,"","",0,0,0,0,0,0,0,15]
[null,null,"1999-05-29T06:29:59.999",5,29,7,6,"víkend",19.149999999999999,"","",0,0,0,0,0,0,0,17.600000000000001]
[null,null,"1999-05-29T09:29:59.999",5,29,10,6,"víkend",24.15,"","",0,0,0,0,0,0,0,22.9]
[null,null,"1999-05-29T13:29:59.999",5,29,14,6,"víkend",27.7,"","",0,0,0,0,0,0,0,28.3]
[null,null,"1999-05-29T16:29:59.999",5,29,17,6,"víkend",25.95,"","",0,0,0,0,0,0,0,26.2]
[null,null,"1999-05-29T20:29:59.999",5,29,21,6,"víkend",18.25,"","",0,0,0,0,0,0,0,18.7]
[null,null,"1999-05-30T00:29:59.999",5,30,1,7,"víkend",17.25,"","",0,0,0,0,0,0,0,17.7]
[null,null,"1999-05-30T03:29:59.999",5,30,4,7,"víkend",14.4,"","",0,0,0,0,0,0,0,14.7]
[null,null,"1999-05-30T04:29:59.999",5,30,5,7,"víkend",14.5,"","",0,{"$f":"IF($K3594=\"\",0,$K3594/3600*1.2*1010*($L$1-(M$11/100*($L$1-$I3594)+$I3594)))","v":0},0,0,0,0,0,14.1]
[null,null,"1999-05-30T07:29:59.999",5,30,8,7,"víkend",18.899999999999999,"","",0,0,0,0,0,0,0,18.600000000000001]
[null,null,"1999-05-30T10:29:59.999",5,30,11,7,"víkend",21,"","",0,0,0,0,0,0,0,20.8]
[null,null,"1999-05-30T14:29:59.999",5,30,15,7,"víkend",22.75,"","",0,{"$f":"IF($K3604=\"\",0,$K3604/3600*1.2*1010*($L$1-(M$11/100*($L$1-$I3604)+$I3604)))","v":0},0,0,0,0,0,24]
[null,null,"1999-05-30T17:29:59.999",5,30,18,7,"víkend",16.7,"","",0,0,0,0,0,0,0,16.7]
[null,null,"1999-05-30T21:29:59.999",5,30,22,7,"víkend",15.25,"","",0,0,0,0,0,0,0,15.5]
[null,null,"1999-05-31T01:29:59.999",5,31,2,1,"všední",14.65,"","",0,0,0,0,0,0,0,14.7]
[null,null,"1999-05-31T04:29:59.999",5,31,5,1,"všední",15.15,"","",0,0,0,0,0,0,0,15]
[null,null,"1999-05-31T05:29:59.999",5,31,6,1,"všední",15.9,"","",0,0,0,0,0,0,0,15.3]
[null,null,"1999-05-31T08:29:59.999",5,31,9,1,"všední",17.850000000000001,"","",0,0,0,0,0,0,0,17.5]
[null,null,"1999-05-31T11:29:59.999",5,31,12,1,"všední",20.149999999999999,"","",0,0,0,0,0,0,0,19.3]
[null,null,"1999-05-31T15:29:59.999",5,31,16,1,"všední",18.7,"","",0,0,0,0,0,0,0,18.5]
[null,null,"1999-05-31T18:29:59.999",5,31,19,1,"všední",17.2,"","",0,0,0,0,0,0,0,17.5]
[null,null,"1999-05-31T23:29:59.999",5,31,24,1,"všední",14.1,"","",0,0,0,0,0,0,0,15.7]
[null,null,"1999-06-01T02:29:59.999",6,1,3,2,"všední",10.95,"","",0,0,0,0,0,0,0,11.5]
[null,null,"1999-06-01T05:29:59.999",6,1,6,2,"všední",12.9,"","",0,0,0,0,0,0,0,11]
[null,null,"1999-06-01T06:29:59.999",6,1,7,2,"všední",15.25,"","",0,{"$f":"IF($K3644=\"\",0,$K3644/3600*1.2*1010*($L$1-(M$11/100*($L$1-$I3644)+$I3644)))","v":0},0,0,0,0,0,14.8]
[null,null,"1999-06-01T09:29:59.999",6,1,10,2,"všední",18.899999999999999,"","",0,0,0,0,0,0,0,17.5]
[null,null,"1999-06-01T12:29:59.999",6,1,13,2,"všední",21.1,"","",0,0,0,0,0,0,0,20.8]
[null,null,"1999-06-01T15:29:59.999",6,1,16,2,"všední",19.45,"","",0,0,0,0,0,0,0,20.2]
[null,null,"1999-06-01T20:29:59.999",6,1,21,2,"všední",12.55,"","",0,0,0,0,0,0,0,13.1]
[null,null,"1999-06-02T00:29:59.999",6,2,1,3,"všední",8.85,"","",{"$f":"IF($K3662=\"\",0,$K3662/3600*1.2*1010*($L$1-(L$11*($L$1-$I3662)+$I3662)))","v":0},0,0,0,0,0,0,9.1999999999999993]
[null,null,"1999-06-02T03:29:59.999",6,2,4,3,"všední",7.05,"","",0,0,0,0,0,0,0,6.9]
[null,null,"1999-06-02T06:29:59.999",6,2,7,3,"všední",8.9,"","",0,0,0,0,0,0,0,8.1999999999999993]
[null,null,"1999-06-02T07:29:59.999",6,2,8,3,"všední",10.1,10.1,324,1298.0519999999999,649.02599999999995,519.22080000000017,428.35715999999996,259.61039999999991,129.80519999999976,0,9.6]
[null,null,"1999-06-02T10:29:59.999",6,2,11,3,"všední",14.35,"","",0,0,0,0,0,0,0,13.3]
[null,null,"1999-06-02T16:29:59.999",6,2,17,3,"všední",16.7,"","",0,0,0,0,0,0,0,16.8]
[null,null,"1999-06-02T18:29:59.999",6,2,19,3,"všední",14.55,"","",0,0,0,0,0,0,0,15.1]
[null,null,"1999-06-02T21:29:59.999",6,2,22,3,"všední",11.45,"","",0,0,0,0,0,0,0,11.8]
[null,null,"1999-06-03T01:29:59.999",6,3,{"$f":"F3663","v":2},4,"všední",6.85,"","",0,0,0,0,0,0,0,7.8]
[null,null,"1999-06-03T04:29:59.999",6,3,5,4,"všední",8.85,"","",0,0,0,0,0,0,0,9.1]
[null,null,"1999-06-03T07:29:59.999",6,3,8,4,"všední",13.85,"","",0,0,0,0,0,0,0,13]
[null,null,"1999-06-03T08:29:59.999",6,3,9,4,"všední",14.45,"","",0,{"$f":"IF($K3694=\"\",0,$K3694/3600*1.2*1010*($L$1-(M$11/100*($L$1-$I3694)+$I3694)))","v":0},0,0,0,0,0,14.7]
[null,null,"1999-06-03T11:29:59.999",6,3,12,4,"všední",18.25,"","",0,0,0,0,0,0,0,17.600000000000001]
[null,null,"1999-06-03T17:29:59.999",6,3,18,4,"všední",15.6,"","",0,0,0,0,0,0,0,16.600000000000001]
[null,null,"1999-06-03T19:29:59.999",6,3,20,4,"všední",12.8,"","",0,0,0,0,0,0,0,12.9]
[null,null,"1999-06-03T22:29:59.999",6,3,23,4,"všední",10.35,"","",0,0,0,0,0,0,0,11]
[null,null,"1999-06-04T02:29:59.999",6,4,3,5,"všední",6.75,"","",0,0,0,0,0,0,0,6.6]
[null,null,"1999-06-04T05:29:59.999",6,4,6,5,"všední",8.4499999999999993,"","",0,0,0,0,0,0,0,8]
[null,null,"1999-06-04T08:29:59.999",6,4,9,5,"všední",11.55,11.55,324,1139.886,569.9430000000001,455.95439999999996,376.16237999999993,227.97719999999998,113.98860000000019,0,10.7]
[null,null,"1999-06-04T09:29:59.999",6,4,10,5,"všední",12.75,12.75,324,1008.99,504.495,403.59599999999989,332.96669999999983,201.79800000000014,100.89899999999969,0,12.4]
[null,null,"1999-06-04T14:29:59.999",6,4,15,5,"všední",14.2,"","",0,{"$f":"IF($K3724=\"\",0,$K3724/3600*1.2*1010*($L$1-(M$11/100*($L$1-$I3724)+$I3724)))","v":0},0,0,0,0,0,13.7]
[null,null,{"$f":"C3726+1/24","v":"1999-06-04T17:29:59.999"},6,4,18,{"$f":"WEEKDAY(C3727-1)","v":5},{"$f":"IF(G3727=6,\"víkend\",IF(G3727=7,\"víkend\",\"všední\"))","v":"všední"},14.3,{"$f":"+IF(K3727=\"\",\"\",I3727)","v":""},"",0,0,0,0,0,0,0,14.8]
[null,null,"1999-06-04T20:29:59.999",6,4,21,5,"všední",9.85,"","",0,0,0,0,0,0,0,10.8]
[null,null,"1999-06-04T23:29:59.999",6,4,24,5,"všední",7.3,"","",0,0,0,0,0,0,0,7.6]
[null,null,"1999-06-05T03:29:59.999",6,5,4,6,"víkend",4.5,"","",0,0,0,0,0,0,0,4]
[null,null,"1999-06-05T06:29:59.999",6,5,7,6,"víkend",9.6999999999999993,"","",0,0,0,0,0,0,0,8.8000000000000007]
[null,null,"1999-06-05T09:29:59.999",6,5,10,6,"víkend",12.5,"","",0,0,0,0,0,0,0,12.7]
[null,null,"1999-06-05T11:29:59.999",6,5,12,6,"víkend",12.75,"","",0,0,0,0,0,0,0,12.9]
[null,null,"1999-06-05T14:29:59.999",6,5,15,6,"víkend",12,"","",0,0,0,0,0,0,0,10.7]
[null,null,"1999-06-05T18:29:59.999",6,5,19,6,"víkend",11.65,"","",0,0,0,0,0,0,0,12.7]
[null,null,"1999-06-05T21:29:59.999",6,5,22,6,"víkend",7.95,"","",0,0,0,0,0,0,0,8.4]
[null,null,"1999-06-06T00:29:59.999",6,6,1,7,"víkend",5.35,"","",0,0,0,0,0,0,0,5.7]
[null,null,"1999-06-06T04:29:59.999",6,6,5,7,"víkend",5.3,"","",0,0,0,0,0,0,0,4.2]
[null,null,"1999-06-06T07:29:59.999",6,6,8,7,"víkend",11.45,"","",0,0,0,0,0,0,0,11]
[null,null,"1999-06-06T08:29:59.999",6,6,9,7,"víkend",12.5,"","",0,0,0,0,0,0,0,11.9]
[null,null,"1999-06-06T12:29:59.999",6,6,13,7,"víkend",14.3,"","",0,0,0,0,0,0,0,13.8]
[null,null,"1999-06-06T15:29:59.999",6,6,16,7,"víkend",16.05,"","",0,0,0,0,0,0,0,15.2]
[null,null,"1999-06-06T19:29:59.999",6,6,20,7,"víkend",14.25,"","",0,0,0,0,0,0,0,14.5]
[null,null,"1999-06-06T22:29:59.999",6,6,23,7,"víkend",12.65,"","",0,0,0,0,0,0,0,13]
[null,null,"1999-06-07T01:29:59.999",6,7,2,1,"všední",11.15,"","",0,0,0,0,0,0,0,11.3]
[null,null,"1999-06-07T05:29:59.999",6,7,6,1,"všední",12.6,"","",0,0,0,0,0,0,0,11.5]
[null,null,"1999-06-07T08:29:59.999",6,7,9,1,"všední",16.8,"","",{"$f":"IF($K3790=\"\",0,$K3790/3600*1.2*1010*($L$1-(L$11*($L$1-$I3790)+$I3790)))","v":0},0,0,0,0,0,0,16.100000000000001]
[null,null,{"$f":"C3790+1/24","v":"1999-06-07T09:29:59.999"},6,7,10,{"$f":"WEEKDAY(C3791-1)","v":1},{"$f":"IF(G3791=6,\"víkend\",IF(G3791=7,\"víkend\",\"všední\"))","v":"všední"},17.75,{"$f":"+IF(K3791=\"\",\"\",I3791)","v":""},"",0,0,0,0,0,0,0,17.5]
[null,null,"1999-06-07T13:29:59.999",6,7,14,1,"všední",19.899999999999999,"","",0,0,0,0,0,0,0,18.8]
[null,null,"1999-06-07T16:29:59.999",6,7,17,1,"všední",18.95,"",{"$f":"IF(H3798=\"víkend\",\"\",IF(I3798>$N$1,\"\",IF(OR(F3798<$E$5,F3798>$E$6),\"\",$L$4)))","v":""},0,0,0,0,0,0,0,19]
[null,null,"1999-06-07T20:29:59.999",6,7,21,1,"všední",15.95,"","",0,0,0,0,0,0,0,16.7]
[null,null,"1999-06-07T23:29:59.999",6,7,24,1,"všední",12.95,"","",0,0,0,0,0,0,0,13.4]
[null,null,"1999-06-08T03:29:59.999",6,8,4,2,"všední",9.65,"","",0,0,0,0,0,0,0,9.6]
[null,null,"1999-06-08T06:29:59.999",6,8,7,2,"všední",14.1,"","",0,0,0,0,0,0,0,13.2]
[null,null,"1999-06-08T10:29:59.999",6,8,11,2,"všední",19.149999999999999,"","",0,0,0,0,0,0,0,19]
[null,null,"1999-06-08T11:29:59.999",6,8,12,2,"všední",19.7,"","",0,0,0,0,0,0,0,19.3]
[null,null,"1999-06-08T14:29:59.999",6,8,15,2,"všední",19.2,"","",0,0,0,0,0,0,0,20.100000000000001]
[null,null,"1999-06-08T17:29:59.999",6,8,18,2,"všední",16.3,"","",0,0,0,0,0,0,0,16.399999999999999]
[null,null,"1999-06-08T21:29:59.999",6,8,22,2,"všední",14.1,"","",0,0,0,0,0,0,0,14.4]
[null,null,"1999-06-09T00:29:59.999",6,9,1,3,"všední",12.75,"","",0,0,0,0,0,0,0,12.7]
[null,null,"1999-06-09T04:29:59.999",6,9,5,3,"všední",11.1,"","",0,{"$f":"IF($K3834=\"\",0,$K3834/3600*1.2*1010*($L$1-(M$11/100*($L$1-$I3834)+$I3834)))","v":0},0,0,0,0,0,10]
[null,null,"1999-06-09T07:29:59.999",6,9,8,3,"všední",16.7,"","",0,0,0,0,0,0,0,15.4]
[null,null,"1999-06-09T11:29:59.999",6,9,12,3,"všední",20.75,"","",0,0,0,0,0,0,0,20.399999999999999]
[null,null,"1999-06-09T12:29:59.999",6,9,13,3,"všední",21.15,"","",0,0,0,0,0,0,0,21.1]
[null,null,"1999-06-09T15:29:59.999",6,9,16,3,"všední",19.649999999999999,"","",0,0,0,0,0,0,0,20.2]
[null,null,"1999-06-09T18:29:59.999",6,9,19,3,"všední",18.05,"","",0,0,0,0,0,0,0,18.7]
[null,null,"1999-06-09T22:29:59.999",6,9,23,3,"všední",15.1,"","",0,0,0,0,0,0,0,15.1]
[null,null,{"$f":"C3854+1/24","v":"1999-06-10T01:29:59.999"},6,10,2,{"$f":"WEEKDAY(C3855-1)","v":4},{"$f":"IF(G3855=6,\"víkend\",IF(G3855=7,\"víkend\",\"všední\"))","v":"všední"},14.35,{"$f":"+IF(K3855=\"\",\"\",I3855)","v":""},"",0,0,0,0,0,0,0,14.6]
[null,null,"1999-06-10T05:29:59.999",6,10,6,4,"všední",15.9,"","",0,0,0,0,0,0,0,15.8]
[null,null,"1999-06-10T08:29:59.999",6,10,9,4,"všední",19.350000000000001,"",{"$f":"IF(H3862=\"víkend\",\"\",IF(I3862>$N$1,\"\",IF(OR(F3862<$E$5,F3862>$E$6),\"\",$L$4)))","v":""},0,0,0,0,0,0,0,19]
[null,null,"1999-06-10T12:29:59.999",6,10,13,4,"všední",21.1,"","",0,0,0,0,0,0,0,21.2]
[null,null,"1999-06-10T13:29:59.999",6,10,14,4,"všední",21.3,"","",0,0,0,0,0,0,0,21]
[null,null,"1999-06-10T16:29:59.999",6,10,17,4,"všední",21,"","",0,0,0,0,0,0,0,21.1]
[null,null,"1999-06-10T20:29:59.999",6,10,21,4,"všední",16.399999999999999,"","",0,{"$f":"IF($K3874=\"\",0,$K3874/3600*1.2*1010*($L$1-(M$11/100*($L$1-$I3874)+$I3874)))","v":0},0,0,0,0,0,16.8]
[null,null,"1999-06-10T23:29:59.999",6,10,24,4,"všední",13.1,"","",0,0,0,0,0,0,0,13.7]
[null,null,"1999-06-11T02:29:59.999",6,11,3,5,"všední",11.7,"","",0,0,0,0,0,0,0,11.6]
[null,null,"1999-06-11T05:29:59.999",6,11,6,5,"všední",13.8,"","",0,0,0,0,0,0,0,13.2]
[null,null,"1999-06-11T10:29:59.999",6,11,11,5,"všední",16.5,"","",0,0,0,0,0,0,0,17]
[null,null,"1999-06-11T13:29:59.999",6,11,14,5,"všední",16.899999999999999,"","",0,0,0,0,0,0,0,15.2]
[null,null,"1999-06-11T14:29:59.999",6,11,15,5,"všední",17.75,"","",0,0,0,0,0,0,0,18.600000000000001]
[null,null,"1999-06-11T17:29:59.999",6,11,18,5,"všední",17.7,"","",0,0,0,0,0,0,0,18]
[null,null,"1999-06-11T21:29:59.999",6,11,22,5,"všední",12.2,"","",0,0,0,0,0,0,0,12.4]
[null,null,"1999-06-12T00:29:59.999",6,12,1,6,"víkend",11.25,"","",0,0,0,0,0,0,0,11.2]
[null,null,"1999-06-12T03:29:59.999",6,12,4,6,"víkend",10.9,"","",0,0,0,0,0,0,0,10.5]
[null,null,"1999-06-12T06:29:59.999",6,12,7,6,"víkend",14.7,"","",0,0,0,0,0,0,0,13.6]
[null,null,"1999-06-12T11:29:59.999",6,12,12,6,"víkend",22.75,"","",0,0,0,0,0,0,0,22.1]
[null,null,"1999-06-12T14:29:59.999",6,12,15,6,"víkend",24.8,"","",0,0,0,0,0,0,0,24.4]
[null,null,"1999-06-12T15:29:59.999",6,12,16,6,"víkend",25.2,"","",0,0,0,0,0,0,0,25.2]
[null,null,"1999-06-12T18:29:59.999",6,12,19,6,"víkend",22.55,"","",0,0,0,0,0,0,0,23.8]
[null,null,"1999-06-12T22:29:59.999",6,12,23,6,"víkend",17.399999999999999,"","",0,{"$f":"IF($K3924=\"\",0,$K3924/3600*1.2*1010*($L$1-(M$11/100*($L$1-$I3924)+$I3924)))","v":0},0,0,0,0,0,17.7]
[null,null,"1999-06-13T01:29:59.999",6,13,2,7,"víkend",16,"","",0,0,0,0,0,0,0,16.2]
[null,null,"1999-06-13T03:29:59.999",6,13,4,7,"víkend",15.75,"","",0,0,0,0,0,0,0,15.7]
[null,null,"1999-06-13T09:29:59.999",6,13,10,7,"víkend",23.35,"","",0,0,0,0,0,0,0,22.9]
[null,null,"1999-06-13T12:29:59.999",6,13,13,7,"víkend",22.7,"","",0,0,0,0,0,0,0,23.1]
[null,null,"1999-06-13T13:29:59.999",6,13,14,7,"víkend",22.6,"","",0,0,0,0,0,0,0,22.3]
[null,null,"1999-06-13T16:29:59.999",6,13,17,7,"víkend",22.75,"","",0,0,0,0,0,0,0,23]
[null,null,"1999-06-13T19:29:59.999",6,13,20,7,"víkend",18.899999999999999,"","",0,0,0,0,0,0,0,19.5]
[null,null,"1999-06-13T23:29:59.999",6,13,24,7,"víkend",14.7,"","",0,0,0,0,0,0,0,15.2]
[null,null,"1999-06-14T04:29:59.999",6,14,5,1,"všední",13,"","",0,{"$f":"IF($K3954=\"\",0,$K3954/3600*1.2*1010*($L$1-(M$11/100*($L$1-$I3954)+$I3954)))","v":0},0,0,0,0,0,13.2]
[null,null,"1999-06-14T06:29:59.999",6,14,7,1,"všední",13.05,"","",0,0,0,0,0,0,0,12.8]
[null,null,"1999-06-14T10:29:59.999",6,14,11,1,"všední",16.899999999999999,"","",0,0,0,0,0,0,0,16.8]
[null,null,"1999-06-14T13:29:59.999",6,14,14,1,"všední",19,"","",0,0,0,0,0,0,0,18.7]
[null,null,"1999-06-14T14:29:59.999",6,14,15,1,"všední",19.149999999999999,"","",0,{"$f":"IF($K3964=\"\",0,$K3964/3600*1.2*1010*($L$1-(M$11/100*($L$1-$I3964)+$I3964)))","v":0},0,0,0,0,0,19.3]
[null,null,"1999-06-14T17:29:59.999",6,14,18,1,"všední",18.5,"","",0,0,0,0,0,0,0,19.100000000000001]
[null,null,"1999-06-14T20:29:59.999",6,14,21,1,"všední",14.6,"","",0,0,0,0,0,0,0,14.9]
[null,null,"1999-06-15T00:29:59.999",6,15,1,2,"všední",12.35,"","",0,{"$f":"IF($K3974=\"\",0,$K3974/3600*1.2*1010*($L$1-(M$11/100*($L$1-$I3974)+$I3974)))","v":0},0,0,0,0,0,12.9]
[null,null,"1999-06-15T05:29:59.999",6,15,6,2,"všední",14.15,"","",0,0,0,0,0,0,0,12.6]
[null,null,"1999-06-15T08:29:59.999",6,15,9,2,"všední",19.850000000000001,"","",{"$f":"IF($K3982=\"\",0,$K3982/3600*1.2*1010*($L$1-(L$11*($L$1-$I3982)+$I3982)))","v":0},0,0,0,0,0,0,19]
[null,null,"1999-06-15T11:29:59.999",6,15,12,2,"všední",22.35,"","",0,0,0,0,0,0,0,22]
[null,null,"1999-06-15T14:29:59.999",6,15,15,2,"všední",24,"","",0,0,0,0,0,0,0,24.1]
[null,null,"1999-06-15T15:29:59.999",6,15,16,2,"všední",24.2,"","",0,0,0,0,0,0,0,23.9]
[null,null,"1999-06-15T18:29:59.999",6,15,19,2,"všední",22.25,"","",0,0,0,0,0,0,0,23.6]
[null,null,"1999-06-15T21:29:59.999",6,15,22,2,"všední",17.899999999999999,"","",0,0,0,0,0,0,0,18.3]
[null,null,"1999-06-16T02:29:59.999",6,16,3,3,"všední",16.350000000000001,"","",0,0,0,0,0,0,0,15.9]
[null,null,"1999-06-16T05:29:59.999",6,16,6,3,"všední",16.5,"","",0,0,0,0,0,0,0,16.100000000000001]
[null,null,"1999-06-16T09:29:59.999",6,16,{"$f":"F3983","v":10},3,"všední",22.6,"","",0,0,0,0,0,0,0,22.4]
[null,null,"1999-06-16T12:29:59.999",6,16,13,3,"všední",19.850000000000001,"","",0,0,0,0,0,0,0,21.2]
[null,null,"1999-06-16T15:29:59.999",6,16,16,3,"všední",16.850000000000001,"","",0,0,0,0,0,0,0,16.899999999999999]
[null,null,"1999-06-16T16:29:59.999",6,16,17,3,"všední",16.5,"","",0,{"$f":"IF($K4014=\"\",0,$K4014/3600*1.2*1010*($L$1-(M$11/100*($L$1-$I4014)+$I4014)))","v":0},0,0,0,0,0,16.8]
[null,null,"1999-06-16T19:29:59.999",6,16,20,3,"všední",15.05,"","",0,0,0,0,0,0,0,15.2]
[null,null,"1999-06-16T23:29:59.999",6,16,24,3,"všední",13.45,"","",0,0,0,0,0,0,0,13.7]
[null,null,"1999-06-17T03:29:59.999",6,17,4,4,"všední",11.6,"","",0,0,0,0,0,0,0,11.6]
[null,null,"1999-06-17T06:29:59.999",6,17,7,4,"všední",12.2,"","",0,0,0,0,0,0,0,11.8]
[null,null,"1999-06-17T10:29:59.999",6,17,11,4,"všední",12.75,12.75,324,1008.99,504.495,403.59599999999989,332.96669999999983,201.79800000000014,100.89899999999969,0,12.7]
[null,null,"1999-06-17T13:29:59.999",6,17,14,4,"všední",12.9,"","",0,0,0,0,0,0,0,13]
[null,null,"1999-06-17T16:29:59.999",6,17,17,4,"všední",12.3,"","",0,0,0,0,0,0,0,12.4]
[null,null,"1999-06-17T17:29:59.999",6,17,18,4,"všední",12.15,"","",0,0,0,0,0,0,0,12.2]
[null,null,"1999-06-17T20:29:59.999",6,17,21,4,"všední",10.35,"","",0,0,0,0,0,0,0,10.6]
[null,null,"1999-06-18T00:29:59.999",6,18,1,5,"všední",9.8000000000000007,"","",{"$f":"IF($K4046=\"\",0,$K4046/3600*1.2*1010*($L$1-(L$11*($L$1-$I4046)+$I4046)))","v":0},0,0,0,0,0,0,9.8000000000000007]
[null,null,"1999-06-18T04:29:59.999",6,18,5,5,"všední",9.85,"","",0,0,0,0,0,0,0,9.6999999999999993]
[null,null,"1999-06-18T07:29:59.999",6,18,8,5,"všední",9.65,9.65,324,1347.1379999999999,673.56900000000007,538.85520000000008,444.55553999999978,269.42759999999987,134.71379999999994,0,9.8000000000000007]
[null,null,"1999-06-18T11:29:59.999",6,18,12,5,"všední",12.15,12.15,324,1074.4379999999999,537.21900000000005,429.77520000000015,354.56453999999985,214.88759999999988,107.44379999999994,0,12.3]
[null,null,"1999-06-18T14:29:59.999",6,18,15,5,"všední",15.25,"","",0,0,0,0,0,0,0,14.5]
[null,null,"1999-06-18T17:29:59.999",6,18,18,5,"všední",13.5,"","",0,0,0,0,0,0,0,14.1]
[null,null,"1999-06-18T18:29:59.999",6,18,19,5,"všední",12.7,"","",0,{"$f":"IF($K4064=\"\",0,$K4064/3600*1.2*1010*($L$1-(M$11/100*($L$1-$I4064)+$I4064)))","v":0},0,0,0,0,0,12.9]
[null,null,"1999-06-18T21:29:59.999",6,18,22,5,"všední",9.9,"","",0,0,0,0,0,0,0,10.199999999999999]
[null,null,"1999-06-19T02:29:59.999",6,19,3,6,"víkend",8.1,"","",0,0,0,0,0,0,0,8.4]
[null,null,"1999-06-19T05:29:59.999",6,19,6,6,"víkend",10.85,"","",0,0,0,0,0,0,0,9.8000000000000007]
[null,null,"1999-06-19T08:29:59.999",6,19,9,6,"víkend",15.85,"","",0,0,0,0,0,0,0,15.4]
[null,null,"1999-06-19T12:29:59.999",6,19,13,6,"víkend",16,"","",0,0,0,0,0,0,0,15.6]
[null,null,"1999-06-19T15:29:59.999",6,19,16,6,"víkend",18.95,"","",0,0,0,0,0,0,0,19.100000000000001]
[null,null,"1999-06-19T16:29:59.999",6,19,17,6,"víkend",18.649999999999999,"","",0,0,0,0,0,0,0,18.8]
[null,null,"1999-06-19T22:29:59.999",6,19,23,6,"víkend",11.6,"","",0,0,0,0,0,0,0,12]
[null,null,"1999-06-19T23:29:59.999",6,19,24,6,"víkend",10.75,"","",0,0,0,0,0,0,0,11.2]
[null,null,"1999-06-20T03:29:59.999",6,20,4,7,"víkend",9.8000000000000007,"","",0,0,0,0,0,0,0,9.6999999999999993]
[null,null,"1999-06-20T06:29:59.999",6,20,7,7,"víkend",12.9,"","",0,0,0,0,0,0,0,12]
[null,null,"1999-06-20T09:29:59.999",6,20,10,7,"víkend",17.350000000000001,"","",0,0,0,0,0,0,0,16.8]
[null,null,"1999-06-20T13:29:59.999",6,20,14,7,"víkend",17.649999999999999,"","",0,0,0,0,0,0,0,18.3]
[null,null,"1999-06-20T16:29:59.999",6,20,17,7,"víkend",12.55,"","",{"$f":"IF($K4110=\"\",0,$K4110/3600*1.2*1010*($L$1-(L$11*($L$1-$I4110)+$I4110)))","v":0},0,0,0,0,0,0,12.9]
[null,null,"1999-06-20T19:29:59.999",6,20,20,7,"víkend",11.55,"","",0,0,0,0,0,0,0,11.6]
[null,null,"1999-06-20T21:29:59.999",6,20,22,7,"víkend",11.1,"","",0,0,0,0,0,0,0,11.2]
[null,null,"1999-06-21T00:29:59.999",6,21,1,1,"všední",10.65,"",{"$f":"IF(H4118=\"víkend\",\"\",IF(I4118>$N$1,\"\",IF(OR(F4118<$E$5,F4118>$E$6),\"\",$L$4)))","v":""},0,0,0,0,0,0,0,10.7]
[null,null,"1999-06-21T04:29:59.999",6,21,5,1,"všední",10.65,"","",0,0,0,0,0,0,0,10.6]
[null,null,"1999-06-21T07:29:59.999",6,21,8,1,"všední",13.7,"","",0,0,0,0,0,0,0,13.6]
[null,null,"1999-06-21T10:29:59.999",6,21,11,1,"všední",15.05,"","",0,0,0,0,0,0,0,14.9]
[null,null,"1999-06-21T14:29:59.999",6,21,15,1,"všední",17.850000000000001,"","",0,0,0,0,0,0,0,16.8]
[null,null,"1999-06-21T17:29:59.999",6,21,{"$f":"F4111","v":18},1,"všední",19,"","",0,0,0,0,0,0,0,19]
[null,null,"1999-06-21T20:29:59.999",6,21,21,1,"všední",14.15,"","",0,0,0,0,0,0,0,14.6]
[null,null,"1999-06-21T22:29:59.999",6,21,23,1,"všední",12.35,"","",0,0,0,0,0,0,0,12.8]
[null,null,"1999-06-22T01:29:59.999",6,22,2,2,"všední",10.5,"","",0,0,0,0,0,0,0,10.7]
[null,null,"1999-06-22T05:29:59.999",6,22,6,2,"všední",13.55,"","",0,0,0,0,0,0,0,12.7]
[null,null,"1999-06-22T08:29:59.999",6,22,9,2,"všední",20.55,"","",0,0,0,0,0,0,0,19.3]
[null,null,"1999-06-22T12:29:59.999",6,22,13,2,"všední",24.6,"","",0,{"$f":"IF($K4154=\"\",0,$K4154/3600*1.2*1010*($L$1-(M$11/100*($L$1-$I4154)+$I4154)))","v":0},0,0,0,0,0,24.1]
[null,null,"1999-06-22T15:29:59.999",6,22,16,2,"všední",26.15,"","",0,0,0,0,0,0,0,26]
[null,null,"1999-06-22T17:29:59.999",6,22,18,2,"všední",25.55,"","",0,0,0,0,0,0,0,26.1]
[null,null,"1999-06-22T20:29:59.999",6,22,21,2,"všední",21.1,"","",0,0,0,0,0,0,0,21.8]
[null,null,"1999-06-22T23:29:59.999",6,22,24,2,"všední",19,"","",0,0,0,0,0,0,0,19.3]
[null,null,"1999-06-23T02:29:59.999",6,23,3,3,"všední",17,"","",0,0,0,0,0,0,0,17]
[null,null,"1999-06-23T06:29:59.999",6,23,7,3,"všední",18.95,"","",0,0,0,0,0,0,0,17.8]
[null,null,{"$f":"C4174+1/24","v":"1999-06-23T09:29:59.999"},6,23,10,{"$f":"WEEKDAY(C4175-1)","v":3},{"$f":"IF(G4175=6,\"víkend\",IF(G4175=7,\"víkend\",\"všední\"))","v":"všední"},23.25,{"$f":"+IF(K4175=\"\",\"\",I4175)","v":""},"",0,0,0,0,0,0,0,22.9]
[null,null,"1999-06-23T13:29:59.999",6,23,14,3,"všední",25.6,"","",0,0,0,0,0,0,0,25.5]
[null,null,"1999-06-23T14:29:59.999",6,23,15,3,"všední",26.05,"","",0,0,0,0,0,0,0,25.7]
[null,null,"1999-06-23T20:29:59.999",6,23,21,3,"všední",21,"","",0,0,0,0,0,0,0,21.8]
[null,null,"1999-06-23T21:29:59.999",6,23,22,3,"všední",19.5,"","",0,0,0,0,0,0,0,20.2]
[null,null,"1999-06-24T00:29:59.999",6,24,1,4,"všední",15.75,"","",0,0,0,0,0,0,0,16.100000000000001]
[null,null,"1999-06-24T03:29:59.999",6,24,4,4,"všední",14.75,"","",0,0,0,0,0,0,0,14.4]
[null,null,"1999-06-24T07:29:59.999",6,24,8,4,"všední",17.399999999999999,"","",0,0,0,0,0,0,0,15.4]
[null,null,"1999-06-24T10:29:59.999",6,24,11,4,"všední",18.95,"","",0,0,0,0,0,0,0,18.100000000000001]
[null,null,"1999-06-24T14:29:59.999",6,24,15,4,"všední",22,"","",0,{"$f":"IF($K4204=\"\",0,$K4204/3600*1.2*1010*($L$1-(M$11/100*($L$1-$I4204)+$I4204)))","v":0},0,0,0,0,0,22]
[null,null,"1999-06-24T15:29:59.999",6,24,16,4,"všední",22.2,"","",0,0,0,0,0,0,0,22]
[null,null,"1999-06-24T21:29:59.999",6,24,22,4,"všední",17.350000000000001,"","",0,0,0,0,0,0,0,17.7]
[null,null,"1999-06-24T22:29:59.999",6,24,23,4,"všední",16.600000000000001,"","",0,0,0,0,0,0,0,17]
[null,null,"1999-06-25T01:29:59.999",6,25,2,5,"všední",14.75,"","",0,0,0,0,0,0,0,15]
[null,null,"1999-06-25T05:29:59.999",6,25,6,5,"všední",14.65,"","",0,0,0,0,0,0,0,14.6]
[null,null,"1999-06-25T08:29:59.999",6,25,9,5,"všední",14.45,"","",0,0,0,0,0,0,0,14.2]
[null,null,"1999-06-25T11:29:59.999",6,25,12,5,"všední",18.75,"","",0,0,0,0,0,0,0,18.8]
[null,null,"1999-06-25T16:29:59.999",6,25,17,5,"všední",22.6,"","",0,0,0,0,0,0,0,22.9]
[null,null,"1999-06-25T19:29:59.999",6,25,20,5,"všední",20,"","",0,0,0,0,0,0,0,20.6]
[null,null,"1999-06-25T22:29:59.999",6,25,23,5,"všední",17.45,"","",0,0,0,0,0,0,0,17.7]
[null,null,"1999-06-25T23:29:59.999",6,25,24,5,"všední",16.95,"","",0,0,0,0,0,0,0,17.2]
[null,null,"1999-06-26T02:29:59.999",6,26,3,6,"víkend",16.899999999999999,"","",0,0,0,0,0,0,0,16.8]
[null,null,"1999-06-26T06:29:59.999",6,26,7,6,"víkend",21.45,"","",0,{"$f":"IF($K4244=\"\",0,$K4244/3600*1.2*1010*($L$1-(M$11/100*($L$1-$I4244)+$I4244)))","v":0},0,0,0,0,0,20.3]
[null,null,"1999-06-26T09:29:59.999",6,26,10,6,"víkend",26.35,"","",0,0,0,0,0,0,0,25.8]
[null,null,"1999-06-26T13:29:59.999",6,26,14,6,"víkend",29,"","",0,0,0,0,0,0,0,29.1]
[null,null,"1999-06-26T17:29:59.999",6,26,18,6,"víkend",18.399999999999999,"","",0,0,0,0,0,0,0,18.3]
[null,null,"1999-06-26T20:29:59.999",6,26,21,6,"víkend",17.899999999999999,"","",0,0,0,0,0,0,0,18]
[null,null,"1999-06-26T21:29:59.999",6,26,22,6,"víkend",17.399999999999999,"","",0,0,0,0,0,0,0,17.8]
[null,null,"1999-06-27T00:29:59.999",6,27,1,7,"víkend",15.25,"","",0,0,0,0,0,0,0,15.5]
[null,null,"1999-06-27T03:29:59.999",6,27,4,7,"víkend",13.9,"","",0,0,0,0,0,0,0,13.8]
[null,null,"1999-06-27T07:29:59.999",6,27,8,7,"víkend",19,"","",0,0,0,0,0,0,0,18]
[null,null,"1999-06-27T10:29:59.999",6,27,11,7,"víkend",20.75,"","",0,0,0,0,0,0,0,20.8]
[null,null,"1999-06-27T14:29:59.999",6,27,15,7,"víkend",16.350000000000001,"","",0,0,0,0,0,0,0,17]
[null,null,"1999-06-27T18:29:59.999",6,27,19,7,"víkend",13.2,"","",0,0,0,0,0,0,0,13.2]
[null,null,"1999-06-27T21:29:59.999",6,27,22,7,"víkend",11.85,"","",0,0,0,0,0,0,0,12]
[null,null,"1999-06-27T22:29:59.999",6,27,23,7,"víkend",11.5,"","",0,{"$f":"IF($K4284=\"\",0,$K4284/3600*1.2*1010*($L$1-(M$11/100*($L$1-$I4284)+$I4284)))","v":0},0,0,0,0,0,11.7]
[null,null,"1999-06-28T01:29:59.999",6,28,2,1,"všední",9.9499999999999993,"","",0,0,0,0,0,0,0,10.3]
[null,null,"1999-06-28T04:29:59.999",6,28,5,1,"všední",11.3,"","",0,0,0,0,0,0,0,11.2]
[null,null,"1999-06-28T08:29:59.999",6,28,9,1,"všední",13.25,"","",0,{"$f":"IF($K4294=\"\",0,$K4294/3600*1.2*1010*($L$1-(M$11/100*($L$1-$I4294)+$I4294)))","v":0},0,0,0,0,0,13.3]
[null,null,"1999-06-28T11:29:59.999",6,28,12,1,"všední",14.05,"","",0,0,0,0,0,0,0,13.6]
[null,null,"1999-06-28T15:29:59.999",6,28,16,1,"všední",13.5,"","",0,0,0,0,0,0,0,13.9]
[null,null,"1999-06-28T19:29:59.999",6,28,20,1,"všední",10.199999999999999,"","",0,0,0,0,0,0,0,10.6]
[null,null,"1999-06-28T22:29:59.999",6,28,23,1,"všední",9.4499999999999993,"","",0,0,0,0,0,0,0,9.5]
[null,null,"1999-06-28T23:29:59.999",6,28,24,1,"všední",9.4,"","",0,0,0,0,0,0,0,9.4]
[null,null,"1999-06-29T02:29:59.999",6,29,3,2,"všední",9.1999999999999993,"","",0,0,0,0,0,0,0,9.3000000000000007]
[null,null,"1999-06-29T05:29:59.999",6,29,6,2,"všední",10.35,"","",0,0,0,0,0,0,0,10]
[null,null,"1999-06-29T08:29:59.999",6,29,9,2,"všední",11.95,11.95,324,1096.2540000000001,548.12699999999984,438.50159999999994,361.76381999999973,219.25079999999977,109.62539999999989,0,12.4]
[null,null,"1999-06-29T13:29:59.999",6,29,14,2,"všední",13.5,"","",0,0,0,0,0,0,0,12.9]
[null,null,"1999-06-29T17:29:59.999",6,29,{"$f":"F4303","v":18},2,"všední",13.95,"","",0,0,0,0,0,0,0,14.2]
[null,null,"1999-06-29T20:29:59.999",6,29,21,2,"všední",12.4,"","",0,0,0,0,0,0,0,12.6]
[null,null,"1999-06-29T23:29:59.999",6,29,24,2,"všední",11.2,"","",0,0,0,0,0,0,0,11.4]
[null,null,"1999-06-30T00:29:59.999",6,30,1,3,"všední",10.95,"","",0,{"$f":"IF($K4334=\"\",0,$K4334/3600*1.2*1010*($L$1-(M$11/100*($L$1-$I4334)+$I4334)))","v":0},0,0,0,0,0,11]
[null,null,"1999-06-30T03:29:59.999",6,30,4,3,"všední",10.55,"","",0,0,0,0,0,0,0,10.5]
[null,null,"1999-06-30T06:29:59.999",6,30,7,3,"všední",13.45,"","",0,0,0,0,0,0,0,12.6]
[null,null,"1999-06-30T09:29:59.999",6,30,10,3,"všední",15.9,"","",0,0,0,0,0,0,0,15.7]
[null,null,"1999-06-30T14:29:59.999",6,30,15,3,"všední",20.350000000000001,"","",0,0,0,0,0,0,0,19.899999999999999]
[null,null,"1999-06-30T18:29:59.999",6,30,19,3,"všední",19.05,"","",0,0,0,0,0,0,0,20]
[null,null,"1999-06-30T21:29:59.999",6,30,22,3,"všední",14.75,"","",0,0,0,0,0,0,0,15.5]
["00:30:00","2002-09-01",{"$f":"B4358+1/24","v":"2002-09-01T01:00:00"},9,1,{"$f":"+F4334","v":1},7,"víkend",9.1,"","",0,0,0,0,0,0,0,22.6]
[null,null,{"$f":"C4358+1/24","v":"2002-09-01T02:00:00"},9,1,{"$f":"+F4335","v":2},7,"víkend",9.1999999999999993,"","",0,0,0,0,0,0,0,22]
[null,null,"2002-09-01T05:00:00",9,1,5,7,"víkend",9.75,"","",0,0,0,0,0,0,0,20.2]
[null,null,"2002-09-01T11:00:00",9,1,11,7,"víkend",11.85,"","",0,0,0,0,0,0,0,29.3]
[null,null,"2002-09-01T13:00:00",9,1,13,7,"víkend",12.15,"","",0,0,0,0,0,0,0,27.5]
[null,null,"2002-09-01T16:00:00",9,1,16,7,"víkend",12.6,"","",0,0,0,0,0,0,0,24.9]
[null,null,"2002-09-01T20:00:00",9,1,20,7,"víkend",11.05,"","",0,0,0,0,0,0,0,22.4]
[null,null,"2002-09-01T23:00:00",9,1,23,7,"víkend",10.4,"","",0,0,0,0,0,0,0,20.8]
[null,null,"2002-09-02T02:00:00",9,2,2,1,"všední",10.1,"","",0,0,0,0,0,0,0,19.2]
[null,null,"2002-09-02T03:00:00",9,2,3,1,"všední",9.9499999999999993,"","",0,{"$f":"IF($K4384=\"\",0,$K4384/3600*1.2*1010*($L$1-(M$11/100*($L$1-$I4384)+$I4384)))","v":0},0,0,0,0,0,18.899999999999999]
[null,null,"2002-09-02T08:00:00",9,2,8,1,"všední",10.15,10.15,324,1292.598,646.29900000000009,517.03920000000016,426.5573399999999,258.51959999999974,129.25980000000024,0,18.399999999999999]
[null,null,"2002-09-02T11:00:00",9,2,11,1,"všední",12,12,324,1090.8,545.4,436.32,359.96400000000006,218.16,109.08,0,17.100000000000001]
[null,null,"2002-09-02T14:00:00",9,2,14,1,"všední",12.65,"","",0,0,0,0,0,0,0,18.8]
[null,null,"2002-09-02T17:00:00",9,2,17,1,"všední",11.15,"","",0,0,0,0,0,0,0,19.100000000000001]
[null,null,"2002-09-02T21:00:00",9,2,21,1,"všední",10.4,"","",0,0,0,0,0,0,0,17.5]
[null,null,"2002-09-03",9,2,24,2,"všední",8.1999999999999993,"","",0,0,0,0,0,0,0,14.9]
[null,null,"2002-09-03T03:00:00",9,3,3,2,"všední",7.05,"","",0,0,0,0,0,0,0,13.2]
[null,null,"2002-09-03T04:00:00",9,3,4,2,"všední",7,"","",0,0,0,0,0,0,0,13]
[null,null,"2002-09-03T09:00:00",9,3,9,2,"všední",12.65,12.65,324,1019.8979999999999,{"$f":"IF($K4414=\"\",0,$K4414/3600*1.2*1010*($L$1-(M$11/100*($L$1-$I4414)+$I4414)))","v":509.94900000000007},407.95920000000024,336.56633999999997,203.97959999999972,101.98980000000024,0,21.4]
[null,null,"2002-09-03T12:00:00",9,3,12,2,"všední",16.55,"","",0,0,0,0,0,0,0,23.3]
[null,null,"2002-09-03T15:00:00",9,3,15,2,"všední",17.55,"","",0,0,0,0,0,0,0,24.7]
[null,null,"2002-09-03T18:00:00",9,3,{"$f":"+F4399","v":18},2,"všední",14,"","",0,0,0,0,0,0,0,24]
[null,null,"2002-09-03T22:00:00",9,3,22,2,"všední",12.05,"","",0,0,0,0,0,0,0,19.399999999999999]
[null,null,"2002-09-04T01:00:00",9,4,1,3,"všední",11.6,"","",{"$f":"IF($K4430=\"\",0,$K4430/3600*1.2*1010*($L$1-(L$11*($L$1-$I4430)+$I4430)))","v":0},0,0,0,0,0,0,15.8]
[null,null,"2002-09-04T02:00:00",9,4,2,{"$f":"WEEKDAY(C4431-1)","v":3},{"$f":"IF(G4431=6,\"víkend\",IF(G4431=7,\"víkend\",\"všední\"))","v":"všední"},11.35,{"$f":"+IF(K4431=\"\",\"\",I4431)","v":""},"",0,0,0,0,0,0,0,14.9]
[null,null,"2002-09-04T06:00:00",9,4,6,3,"všední",11.15,"","",0,0,0,0,0,0,0,14.4]
[null,null,"2002-09-04T09:00:00",9,4,9,3,"všední",13.45,"",{"$f":"IF(H4438=\"víkend\",\"\",IF(I4438>$N$1,\"\",IF(OR(F4438<$E$5,F4438>$E$6),\"\",$L$4)))","v":""},0,0,0,0,0,0,0,19.7]
[null,null,"2002-09-04T13:00:00",9,4,13,3,"všední",15.5,"","",0,0,0,0,0,0,0,20]
[null,null,"2002-09-04T16:00:00",9,4,16,3,"všední",16.95,"","",0,0,0,0,0,0,0,20.6]
[null,null,"2002-09-04T19:00:00",9,4,19,3,"všední",12.2,"","",0,0,0,0,0,0,0,20.2]
[null,null,"2002-09-04T23:00:00",9,4,23,3,"všední",11.3,"","",0,0,0,0,0,0,0,16.7]
[null,null,"2002-09-05T02:00:00",9,5,2,4,"všední",11.55,"","",0,0,0,0,0,0,0,14.1]
[null,null,"2002-09-05T03:00:00",9,5,3,4,"všední",11.1,"","",0,0,0,0,0,0,0,13.6]
[null,null,"2002-09-05T07:00:00",9,5,7,4,"všední",11.95,"","",0,0,0,0,0,0,0,14.8]
[null,null,"2002-09-05T10:00:00",9,5,10,4,"všední",17.2,"","",0,0,0,0,0,0,0,17.3]
[null,null,"2002-09-05T14:00:00",9,5,14,4,"všední",19.649999999999999,"","",0,0,0,0,0,0,0,21.4]
[null,null,"2002-09-05T17:00:00",9,5,17,4,"všední",17.850000000000001,"","",0,0,0,0,0,0,0,21.4]
[null,null,"2002-09-05T20:00:00",9,5,20,4,"všední",13.4,"","",0,0,0,0,0,0,0,19.2]
[null,null,"2002-09-06",9,5,24,5,"všední",9.0500000000000007,"","",0,0,0,0,0,0,0,14.5]
[null,null,"2002-09-06T03:00:00",9,6,3,5,"všední",7.4,"","",0,0,0,0,0,0,0,11.3]
[null,null,"2002-09-06T04:00:00",9,6,4,5,"všední",7.2,"","",0,0,0,0,0,0,0,11]
[null,null,"2002-09-06T08:00:00",9,6,8,5,"všední",10.4,10.4,324,1265.328,632.6640000000001,506.13120000000004,417.55823999999996,253.06560000000002,126.53280000000001,0,18.2]
[null,null,"2002-09-06T11:00:00",9,6,11,5,"všední",18.55,"","",0,0,0,0,0,0,0,21.1]
[null,null,"2002-09-06T15:00:00",9,6,15,5,"všední",20.149999999999999,"","",0,0,0,0,0,0,0,23.9]
[null,null,"2002-09-06T18:00:00",9,6,18,{"$f":"WEEKDAY(C4495-1)","v":5},{"$f":"IF(G4495=6,\"víkend\",IF(G4495=7,\"víkend\",\"všední\"))","v":"všední"},17.399999999999999,{"$f":"+IF(K4495=\"\",\"\",I4495)","v":""},"",0,0,0,0,0,0,0,24.1]
[null,null,"2002-09-06T22:00:00",9,6,22,5,"všední",11.7,"","",0,0,0,0,0,0,0,17.600000000000001]
[null,null,"2002-09-07T01:00:00",9,7,1,6,"víkend",9.1999999999999993,"",{"$f":"IF(H4502=\"víkend\",\"\",IF(I4502>$N$1,\"\",IF(OR(F4502<$E$5,F4502>$E$6),\"\",$L$4)))","v":""},0,0,0,0,0,0,0,16]
[null,null,"2002-09-07T05:00:00",9,7,5,6,"víkend",7.05,"","",0,0,0,0,0,0,0,14.3]
[null,null,"2002-09-07T06:00:00",9,7,6,6,"víkend",7.9,"","",0,0,0,0,0,0,0,15.8]
[null,null,"2002-09-07T09:00:00",9,7,9,6,"víkend",16.3,"","",0,0,0,0,0,0,0,21.6]
[null,null,"2002-09-07T12:00:00",9,7,12,6,"víkend",22.85,"","",0,0,0,0,0,0,0,25.4]
[null,null,"2002-09-07T16:00:00",9,7,16,6,"víkend",23.45,"","",0,0,0,0,0,0,0,27.8]
[null,null,"2002-09-07T19:00:00",9,7,19,6,"víkend",18.55,"","",0,0,0,0,0,0,0,26.2]
[null,null,"2002-09-07T23:00:00",9,7,23,6,"víkend",14.9,"","",0,{"$f":"IF($K4524=\"\",0,$K4524/3600*1.2*1010*($L$1-(M$11/100*($L$1-$I4524)+$I4524)))","v":0},0,0,0,0,0,20.6]
[null,null,"2002-09-08T02:00:00",9,8,2,7,"víkend",14.15,"","",0,0,0,0,0,0,0,18.899999999999999]
[null,null,"2002-09-08T06:00:00",9,8,6,7,"víkend",13,"","",0,0,0,0,0,0,0,18.8]
[null,null,"2002-09-08T07:00:00",9,8,7,7,"víkend",13.05,"","",0,0,0,0,0,0,0,18.399999999999999]
[null,null,"2002-09-08T10:00:00",9,8,10,7,"víkend",14.4,"","",0,0,0,0,0,0,0,19.8]
[null,null,"2002-09-08T14:00:00",9,8,14,7,"víkend",18.95,"","",0,0,0,0,0,0,0,23.7]
[null,null,"2002-09-08T17:00:00",9,8,17,7,"víkend",17.5,"","",0,0,0,0,0,0,0,19.8]
[null,null,"2002-09-08T20:00:00",9,8,20,7,"víkend",14.55,"","",0,0,0,0,0,0,0,17.600000000000001]
[null,null,"2002-09-09",9,8,24,1,"všední",14.8,"","",0,0,0,0,0,0,0,15.8]
[null,null,"2002-09-09T03:00:00",9,9,3,1,"všední",14.65,"","",0,0,0,0,0,0,0,15]
[null,null,"2002-09-09T07:00:00",9,9,7,1,"všední",15.3,"","",0,0,0,0,0,0,0,16.2]
[null,null,"2002-09-09T08:00:00",9,9,8,1,"všední",16.649999999999999,"","",0,0,0,0,0,0,0,15.6]
[null,null,"2002-09-09T11:00:00",9,9,11,1,"všední",18.149999999999999,"","",0,0,0,0,0,0,0,17.8]
[null,null,"2002-09-09T15:00:00",9,9,15,1,"všední",18.95,"","",0,{"$f":"IF($K4564=\"\",0,$K4564/3600*1.2*1010*($L$1-(M$11/100*($L$1-$I4564)+$I4564)))","v":0},0,0,0,0,0,17.100000000000001]
[null,null,"2002-09-09T18:00:00",9,9,18,1,"všední",16.2,"","",0,0,0,0,0,0,0,19.2]
[null,null,"2002-09-09T21:00:00",9,9,21,1,"všední",12.05,"","",0,0,0,0,0,0,0,15.3]
[null,null,"2002-09-10",9,9,24,2,"všední",11.55,"","",0,0,0,0,0,0,0,13.8]
[null,null,"2002-09-10T05:00:00",9,10,5,2,"všední",10.7,"","",0,0,0,0,0,0,0,11.4]
[null,null,"2002-09-10T08:00:00",9,10,8,2,"všední",15.15,"","",0,0,0,0,0,0,0,14.8]
[null,null,"2002-09-10T09:00:00",9,10,9,2,"všední",17.2,"","",0,0,0,0,0,0,0,16]
[null,null,"2002-09-10T12:00:00",9,10,12,2,"všední",20.6,"","",0,0,0,0,0,0,0,18.7]
[null,null,"2002-09-10T16:00:00",9,10,16,2,"všední",20.75,"","",0,0,0,0,0,0,0,21.3]
[null,null,"2002-09-10T19:00:00",9,10,19,2,"všední",17.100000000000001,"","",0,0,0,0,0,0,0,19.600000000000001]
[null,null,"2002-09-10T21:00:00",9,10,21,2,"všední",15.75,"","",0,{"$f":"IF($K4594=\"\",0,$K4594/3600*1.2*1010*($L$1-(M$11/100*($L$1-$I4594)+$I4594)))","v":0},0,0,0,0,0,16.399999999999999]
[null,null,"2002-09-11T03:00:00",9,11,3,3,"všední",12.8,"","",0,0,0,0,0,0,0,11]
[null,null,"2002-09-11T06:00:00",9,11,6,3,"všední",11.5,"","",0,0,0,0,0,0,0,12.4]
[null,null,"2002-09-11T07:00:00",9,11,7,3,"všední",13.1,"","",0,{"$f":"IF($K4604=\"\",0,$K4604/3600*1.2*1010*($L$1-(M$11/100*($L$1-$I4604)+$I4604)))","v":0},0,0,0,0,0,14.3]
[null,null,{"$f":"C4606+1/24","v":"2002-09-11T10:00:00"},9,11,10,3,"všední",18.75,"","",0,0,0,0,0,0,0,22.3]
[null,null,"2002-09-11T13:00:00",9,11,13,3,"všední",20.9,"","",0,0,0,0,0,0,0,25.5]
[null,null,"2002-09-11T17:00:00",9,11,17,3,"všední",19.55,"","",0,{"$f":"IF($K4614=\"\",0,$K4614/3600*1.2*1010*($L$1-(M$11/100*($L$1-$I4614)+$I4614)))","v":0},0,0,0,0,0,27.1]
[null,null,"2002-09-11T20:00:00",9,11,20,3,"všední",16.8,"","",0,0,0,0,0,0,0,23.3]
[null,null,"2002-09-11T22:00:00",9,11,22,3,"všední",15.4,"","",0,0,0,0,0,0,0,18.8]
[null,null,"2002-09-12T04:00:00",9,12,4,4,"všední",14.25,"","",0,0,0,0,0,0,0,15.6]
[null,null,"2002-09-12T07:00:00",9,12,7,4,"všední",14.85,"","",0,0,0,0,0,0,0,19.3]
[null,null,"2002-09-12T08:00:00",9,12,8,4,"všední",15.9,"","",0,0,0,0,0,0,0,21.9]
[null,null,"2002-09-12T11:00:00",9,12,11,4,"všední",19.899999999999999,"","",0,0,0,0,0,0,0,25.4]
[null,null,"2002-09-12T14:00:00",9,12,14,4,"všední",22.35,"","",0,0,0,0,0,0,0,28.2]
[null,null,"2002-09-12T18:00:00",9,12,18,4,"všední",20.25,"","",0,0,0,0,0,0,0,21.4]
[null,null,"2002-09-12T23:00:00",9,12,23,4,"všední",17.55,"","",0,{"$f":"IF($K4644=\"\",0,$K4644/3600*1.2*1010*($L$1-(M$11/100*($L$1-$I4644)+$I4644)))","v":0},0,0,0,0,0,18.399999999999999]
[null,null,"2002-09-13T01:00:00",9,13,1,5,"všední",16.7,"","",0,0,0,0,0,0,0,17.600000000000001]
[null,null,"2002-09-13T05:00:00",9,13,5,5,"všední",15.35,"","",0,0,0,0,0,0,0,14.8]
[null,null,"2002-09-13T08:00:00",9,13,8,5,"všední",18.3,"","",0,0,0,0,0,0,0,18.600000000000001]
[null,null,"2002-09-13T09:00:00",9,13,9,5,"všední",18.95,"","",0,{"$f":"IF($K4654=\"\",0,$K4654/3600*1.2*1010*($L$1-(M$11/100*($L$1-$I4654)+$I4654)))","v":0},0,0,0,0,0,19.399999999999999]
[null,null,"2002-09-13T12:00:00",9,13,12,5,"všední",21,"","",0,0,0,0,0,0,0,20.6]
[null,null,"2002-09-13T15:00:00",9,13,15,5,"všední",22.75,"","",0,0,0,0,0,0,0,21.6]
[null,null,"2002-09-13T20:00:00",9,13,20,5,"všední",19.3,"","",0,0,0,0,0,0,0,18.7]
[null,null,"2002-09-13T23:00:00",9,13,23,5,"všední",16.5,"","",0,0,0,0,0,0,0,15.8]
[null,null,"2002-09-14T03:00:00",9,14,3,6,"víkend",15.65,"","",0,0,0,0,0,0,0,12.6]
[null,null,"2002-09-14T06:00:00",9,14,6,6,"víkend",15.3,"","",0,0,0,0,0,0,0,13.1]
[null,null,"2002-09-14T09:00:00",9,14,9,6,"víkend",15.25,"","",0,0,0,0,0,0,0,18.399999999999999]
[null,null,"2002-09-14T10:00:00",9,14,{"$f":"+F4655","v":10},6,"víkend",15.55,"","",0,0,0,0,0,0,0,20.100000000000001]
[null,null,"2002-09-14T13:00:00",9,14,13,6,"víkend",16.100000000000001,"","",0,0,0,0,0,0,0,22.2]
[null,null,"2002-09-14T16:00:00",9,14,16,6,"víkend",14.95,"","",0,0,0,0,0,0,0,23]
[null,null,"2002-09-14T21:00:00",9,14,21,6,"víkend",13.05,"","",0,0,0,0,0,0,0,18.399999999999999]
[null,null,"2002-09-15",9,14,24,7,"víkend",12.5,"","",0,0,0,0,0,0,0,15.7]
[null,null,"2002-09-15T04:00:00",9,15,4,7,"víkend",11.95,"","",0,0,0,0,0,0,0,14.2]
[null,null,"2002-09-15T07:00:00",9,15,7,7,"víkend",11.85,"","",0,0,0,0,0,0,0,16.600000000000001]
[null,null,"2002-09-15T10:00:00",9,15,10,7,"víkend",12.05,"","",0,0,0,0,0,0,0,21.8]
[null,null,"2002-09-15T11:00:00",9,15,11,7,"víkend",12.1,"","",0,{"$f":"IF($K4704=\"\",0,$K4704/3600*1.2*1010*($L$1-(M$11/100*($L$1-$I4704)+$I4704)))","v":0},0,0,0,0,0,23.1]
[null,null,"2002-09-15T14:00:00",9,15,14,7,"víkend",12.05,"","",0,0,0,0,0,0,0,25.9]
[null,null,"2002-09-15T18:00:00",9,15,18,7,"víkend",11.8,"","",0,0,0,0,0,0,0,25.4]
[null,null,"2002-09-15T22:00:00",9,15,22,7,"víkend",10.85,"","",0,0,0,0,0,0,0,20.9]
[null,null,"2002-09-16T01:00:00",9,16,1,1,"všední",9.85,"","",0,0,0,0,0,0,0,19.2]
[null,null,"2002-09-16T05:00:00",9,16,5,1,"všední",9.1,"","",0,0,0,0,0,0,0,17.8]
[null,null,"2002-09-16T08:00:00",9,16,8,1,"všední",10.55,10.55,324,1248.9659999999999,624.48300000000017,499.5863999999998,412.15878000000009,249.7931999999999,124.89659999999995,0,22.8]
[null,null,"2002-09-16T11:00:00",9,16,11,1,"všední",15.85,"","",0,0,0,0,0,0,0,26.4]
[null,null,"2002-09-16T12:00:00",9,16,12,1,"všední",17.350000000000001,"","",0,0,0,0,0,0,0,27.3]
[null,null,"2002-09-16T15:00:00",9,16,15,1,"všední",19.3,"","",0,0,0,0,0,0,0,29.2]
[null,null,"2002-09-16T20:00:00",9,16,20,1,"všední",12.8,"","",0,0,0,0,0,0,0,25]
[null,null,"2002-09-16T23:00:00",9,16,23,1,"všední",10.199999999999999,"","",0,0,0,0,0,0,0,22.3]
[null,null,"2002-09-17T02:00:00",9,17,{"$f":"+F4719","v":2},2,"všední",8.0500000000000007,"","",0,0,0,0,0,0,0,20.2]
[null,null,"2002-09-17T06:00:00",9,17,6,2,"všední",8.0500000000000007,"","",0,0,0,0,0,0,0,19]
[null,null,"2002-09-17T09:00:00",9,17,9,2,"všední",9.15,9.15,324,{"$f":"IF($K4750=\"\",0,$K4750/3600*1.2*1010*($L$1-(L$11*($L$1-$I4750)+$I4750)))","v":1401.6779999999999},700.83900000000006,560.6712,462.55373999999972,280.3356,140.1678,0,24.8]
[null,null,"2002-09-17T12:00:00",9,17,12,2,"všední",16.55,"","",0,0,0,0,0,0,0,28.4]
[null,null,"2002-09-17T13:00:00",9,17,13,2,"všední",18.899999999999999,"","",0,{"$f":"IF($K4754=\"\",0,$K4754/3600*1.2*1010*($L$1-(M$11/100*($L$1-$I4754)+$I4754)))","v":0},0,0,0,0,0,29.4]
[null,null,"2002-09-17T16:00:00",9,17,16,2,"všední",19,"","",0,0,0,0,0,0,0,28.1]
[null,null,"2002-09-17T21:00:00",9,17,21,2,"všední",11.95,"","",0,0,0,0,0,0,0,23.2]
[null,null,"2002-09-18",9,17,24,3,"všední",9.1999999999999993,"","",0,0,0,0,0,0,0,21.1]
[null,null,"2002-09-18T03:00:00",9,18,3,3,"všední",7.4,"","",0,0,0,0,0,0,0,18.5]
[null,null,"2002-09-18T07:00:00",9,18,7,3,"všední",7.9,"","",0,0,0,0,0,0,0,16.399999999999999]
[null,null,"2002-09-18T10:00:00",9,18,10,3,"všední",14.15,"","",0,0,0,0,0,0,0,19.3]
[null,null,"2002-09-18T11:00:00",9,18,11,3,"všední",17.25,"","",0,0,0,0,0,0,0,20.5]
[null,null,"2002-09-18T17:00:00",9,18,17,3,"všední",17.8,"","",0,0,0,0,0,0,0,22.1]
[null,null,"2002-09-18T18:00:00",9,18,18,3,"všední",16.5,"","",0,0,0,0,0,0,0,21.8]
[null,null,"2002-09-18T22:00:00",9,18,22,3,"všední",12.1,"","",0,0,0,0,0,0,0,17.8]
[null,null,"2002-09-19T01:00:00",9,19,1,4,"všední",10.35,"","",0,0,0,0,0,0,0,16.600000000000001]
[null,null,"2002-09-19T04:00:00",9,19,4,4,"všední",9.65,"","",0,0,0,0,0,0,0,16]
[null,null,"2002-09-19T08:00:00",9,19,8,4,"všední",10.8,10.8,324,1221.6959999999999,610.84800000000018,488.67840000000001,403.15967999999975,244.3392000000002,122.16959999999972,0,17.2]
[null,null,"2002-09-19T11:00:00",9,19,11,4,"všední",14.25,"","",0,0,0,0,0,0,0,20.9]
[null,null,"2002-09-19T14:00:00",9,19,14,4,"všední",17.899999999999999,"","",0,0,0,0,0,0,0,23.8]
[null,null,"2002-09-19T16:00:00",9,19,16,4,"všední",17.95,"","",0,0,0,0,0,0,0,18.2]
[null,null,"2002-09-19T19:00:00",9,19,19,4,"všední",16.850000000000001,"","",0,0,0,0,0,0,0,15.2]
[null,null,"2002-09-19T23:00:00",9,19,23,4,"všední",16.100000000000001,"","",0,0,0,0,0,0,0,14.2]
[null,null,"2002-09-20T02:00:00",9,20,2,{"$f":"WEEKDAY(C4815-1)","v":5},{"$f":"IF(G4815=6,\"víkend\",IF(G4815=7,\"víkend\",\"všední\"))","v":"všední"},14.7,{"$f":"+IF(K4815=\"\",\"\",I4815)","v":""},"",0,0,0,0,0,0,0,13.9]
[null,null,"2002-09-20T06:00:00",9,20,6,5,"všední",13.85,"","",0,0,0,0,0,0,0,13.9]
[null,null,"2002-09-20T09:00:00",9,20,9,5,"všední",16.399999999999999,"",{"$f":"IF(H4822=\"víkend\",\"\",IF(I4822>$N$1,\"\",IF(OR(F4822<$E$5,F4822>$E$6),\"\",$L$4)))","v":""},0,0,0,0,0,0,0,18.100000000000001]
[null,null,"2002-09-20T12:00:00",9,20,12,5,"všední",18.5,"","",0,0,0,0,0,0,0,22]
[null,null,"2002-09-20T15:00:00",9,20,15,5,"všední",17.95,"","",0,0,0,0,0,0,0,23.5]
[null,null,"2002-09-20T17:00:00",9,20,17,5,"všední",15.5,"","",0,0,0,0,0,0,0,23.4]
[null,null,"2002-09-20T20:00:00",9,20,20,5,"všední",11.3,"","",0,0,0,0,0,0,0,20.8]
[null,null,"2002-09-21",9,20,24,6,"víkend",10.5,"","",0,0,0,0,0,0,0,15.7]
[null,null,"2002-09-21T03:00:00",9,21,3,6,"víkend",10.25,"","",0,0,0,0,0,0,0,13.9]
[null,null,"2002-09-21T07:00:00",9,21,7,6,"víkend",11,"","",0,{"$f":"IF($K4844=\"\",0,$K4844/3600*1.2*1010*($L$1-(M$11/100*($L$1-$I4844)+$I4844)))","v":0},0,0,0,0,0,13.6]
[null,null,"2002-09-21T10:00:00",9,21,10,6,"víkend",11.05,"","",0,0,0,0,0,0,0,15.5]
[null,null,"2002-09-21T12:00:00",9,21,12,6,"víkend",11.6,"","",0,0,0,0,0,0,0,18.2]
[null,null,"2002-09-21T15:00:00",9,21,15,6,"víkend",12.75,"","",0,0,0,0,0,0,0,21.1]
[null,null,"2002-09-21T18:00:00",9,21,18,6,"víkend",11.95,"","",0,0,0,0,0,0,0,20.3]
[null,null,"2002-09-21T21:00:00",9,21,21,6,"víkend",10.9,"","",0,0,0,0,0,0,0,17.600000000000001]
[null,null,"2002-09-22T01:00:00",9,22,1,7,"víkend",8.3000000000000007,"","",0,0,0,0,0,0,0,13.6]
[null,null,"2002-09-22T04:00:00",9,22,4,7,"víkend",7.15,"","",0,0,0,0,0,0,0,12.2]
[null,null,"2002-09-22T08:00:00",9,22,8,7,"víkend",9.85,"","",0,0,0,0,0,0,0,16.399999999999999]
[null,null,"2002-09-22T09:00:00",9,22,9,7,"víkend",12.4,"","",0,0,0,0,0,0,0,18.899999999999999]
[null,null,"2002-09-22T15:00:00",9,22,15,7,"víkend",16.149999999999999,"","",0,0,0,0,0,0,0,23.4]
[null,null,"2002-09-22T16:00:00",9,22,16,7,"víkend",15.4,"","",0,0,0,0,0,0,0,23.6]
[null,null,"2002-09-22T19:00:00",9,22,19,7,"víkend",12.15,"","",0,0,0,0,0,0,0,22.2]
[null,null,"2002-09-22T23:00:00",9,22,23,7,"víkend",9,"","",0,{"$f":"IF($K4884=\"\",0,$K4884/3600*1.2*1010*($L$1-(M$11/100*($L$1-$I4884)+$I4884)))","v":0},0,0,0,0,0,17.100000000000001]
[null,null,"2002-09-23T02:00:00",9,23,2,1,"všední",7.3,"","",0,0,0,0,0,0,0,15.3]
[null,null,"2002-09-23T05:00:00",9,23,5,1,"všední",8.3000000000000007,"","",0,0,0,0,0,0,0,15.2]
[null,null,"2002-09-23T09:00:00",9,23,9,1,"všední",11.8,11.8,324,1112.616,{"$f":"IF($K4894=\"\",0,$K4894/3600*1.2*1010*($L$1-(M$11/100*($L$1-$I4894)+$I4894)))","v":556.30800000000011},445.04639999999984,367.16327999999993,222.52319999999992,111.26159999999996,0,20.9]
[null,null,"2002-09-23T10:00:00",9,23,10,1,"všední",12.55,12.55,324,1030.8059999999998,515.40300000000013,412.32240000000013,340.16597999999971,206.16120000000006,103.08060000000003,0,21.7]
[null,null,"2002-09-23T16:00:00",9,23,16,1,"všední",15.3,"","",0,0,0,0,0,0,0,25.4]
[null,null,"2002-09-23T17:00:00",9,23,17,1,"všední",14.5,"","",0,0,0,0,0,0,0,25.8]
[null,null,"2002-09-23T20:00:00",9,23,20,1,"všední",12.5,"","",0,0,0,0,0,0,0,21.5]
[null,null,"2002-09-24",9,23,24,2,"všední",10.85,"","",0,0,0,0,0,0,0,17.7]
[null,null,"2002-09-24T03:00:00",9,24,3,2,"všední",10.25,"","",0,0,0,0,0,0,0,15.9]
[null,null,"2002-09-24T06:00:00",9,24,6,2,"všední",10.6,"","",0,0,0,0,0,0,0,16.399999999999999]
[null,null,"2002-09-24T11:00:00",9,24,11,2,"všední",16.850000000000001,"","",0,0,0,0,0,0,0,21.7]
[null,null,"2002-09-24T14:00:00",9,24,14,2,"všední",17.899999999999999,"","",0,0,0,0,0,0,0,23.4]
[null,null,"2002-09-24T17:00:00",9,24,17,2,"všední",16.55,"","",0,0,0,0,0,0,0,24.2]
[null,null,{"$f":"C4926+1/24","v":"2002-09-24T18:00:00"},9,24,18,2,"všední",15.05,"","",0,0,0,0,0,0,0,22.7]
[null,null,"2002-09-24T21:00:00",9,24,21,2,"všední",12.95,"","",0,0,0,0,0,0,0,19.100000000000001]
[null,null,"2002-09-25T01:00:00",9,25,1,3,"všední",10.25,"","",0,{"$f":"IF($K4934=\"\",0,$K4934/3600*1.2*1010*($L$1-(M$11/100*($L$1-$I4934)+$I4934)))","v":0},0,0,0,0,0,16.399999999999999]
[null,null,"2002-09-25T04:00:00",9,25,4,3,"všední",9,"","",0,0,0,0,0,0,0,15.6]
[null,null,"2002-09-25T08:00:00",9,25,8,3,"všední",11.2,11.2,324,1178.0640000000001,589.03199999999981,471.22560000000004,388.76112000000001,235.61280000000002,117.80639999999981,0,19]
[null,null,"2002-09-25T12:00:00",9,25,12,3,"všední",18.600000000000001,"","",0,0,0,0,0,0,0,22]
[null,null,"2002-09-25T15:00:00",9,25,15,3,"všední",18.600000000000001,"","",0,0,0,0,0,0,0,20.6]
[null,null,"2002-09-25T16:00:00",9,25,16,3,"všední",18.3,"","",0,0,0,0,0,0,0,19.100000000000001]
[null,null,"2002-09-25T19:00:00",9,25,19,3,"všední",12.8,"","",0,0,0,0,0,0,0,15.8]
[null,null,"2002-09-25T22:00:00",9,25,22,3,"všední",11.2,"","",0,0,0,0,0,0,0,14.7]
[null,null,"2002-09-26T02:00:00",9,26,2,4,"všední",9.3000000000000007,"","",0,0,0,0,0,0,0,13]
[null,null,"2002-09-26T05:00:00",9,26,5,4,"všední",9.0500000000000007,"","",0,0,0,0,0,0,0,11.8]
[null,null,"2002-09-26T09:00:00",9,26,9,4,"všední",13.25,"","",0,0,0,0,0,0,0,14.2]
[null,null,"2002-09-26T13:00:00",9,26,13,4,"všední",17.45,"","",0,0,0,0,0,0,0,14.6]
[null,null,"2002-09-26T16:00:00",9,26,16,4,"všední",15.9,"","",0,0,0,0,0,0,0,12.4]
[null,null,"2002-09-26T17:00:00",9,26,17,4,"všední",15.1,"","",0,{"$f":"IF($K4974=\"\",0,$K4974/3600*1.2*1010*($L$1-(M$11/100*($L$1-$I4974)+$I4974)))","v":0},0,0,0,0,0,13.3]
[null,null,"2002-09-26T20:00:00",9,26,20,4,"všední",13,"","",0,0,0,0,0,0,0,11.2]
[null,null,"2002-09-26T23:00:00",9,26,23,4,"všední",12.85,"","",0,0,0,0,0,0,0,9.8000000000000007]
[null,null,"2002-09-27T03:00:00",9,27,3,5,"všední",11.7,"","",0,{"$f":"IF($K4984=\"\",0,$K4984/3600*1.2*1010*($L$1-(M$11/100*($L$1-$I4984)+$I4984)))","v":0},0,0,0,0,0,9.1]
[null,null,"2002-09-27T06:00:00",9,27,6,5,"všední",11.5,"","",0,0,0,0,0,0,0,9.8000000000000007]
[null,null,"2002-09-27T11:00:00",9,27,11,5,"všední",14.4,"","",0,0,0,0,0,0,0,15.6]
[null,null,"2002-09-27T14:00:00",9,27,14,5,"všední",15.3,"","",0,0,0,0,0,0,0,14.2]
[null,null,"2002-09-27T17:00:00",9,27,17,5,"všední",13.25,"","",0,0,0,0,0,0,0,12.8]
[null,null,"2002-09-27T18:00:00",9,27,{"$f":"+F4975","v":18},5,"všední",13.25,"","",0,0,0,0,0,0,0,12.6]
[null,null,"2002-09-27T21:00:00",9,27,21,5,"všední",13.35,"","",0,0,0,0,0,0,0,13.6]
[null,null,"2002-09-28",9,27,24,6,"víkend",12.15,"","",0,0,0,0,0,0,0,13.1]
[null,null,"2002-09-28T03:00:00",9,28,3,6,"víkend",8.75,"","",0,0,0,0,0,0,0,12.2]
[null,null,"2002-09-28T08:00:00",9,28,8,6,"víkend",8.9,"","",0,0,0,0,0,0,0,12.4]
[null,null,"2002-09-28T12:00:00",9,28,12,6,"víkend",12.15,"","",0,0,0,0,0,0,0,14.6]
[null,null,"2002-09-28T15:00:00",9,28,15,6,"víkend",12.1,"","",0,0,0,0,0,0,0,15.2]
[null,null,"2002-09-28T18:00:00",9,28,18,6,"víkend",9.65,"","",0,0,0,0,0,0,0,14]
[null,null,"2002-09-28T19:00:00",9,28,19,6,"víkend",8.65,"","",0,{"$f":"IF($K5024=\"\",0,$K5024/3600*1.2*1010*($L$1-(M$11/100*($L$1-$I5024)+$I5024)))","v":0},0,0,0,0,0,13.6]
[null,null,"2002-09-28T22:00:00",9,28,22,6,"víkend",6.5,"","",0,0,0,0,0,0,0,12.6]
[null,null,"2002-09-29T01:00:00",9,29,1,7,"víkend",4.75,"","",0,0,0,0,0,0,0,11.4]
[null,null,"2002-09-29T04:00:00",9,29,4,7,"víkend",3.6,"","",0,0,0,0,0,0,0,11.6]
[null,null,"2002-09-29T09:00:00",9,29,9,7,"víkend",8.5,"","",0,0,0,0,0,0,0,13.4]
[null,null,"2002-09-29T13:00:00",9,29,13,7,"víkend",11.7,"","",0,0,0,0,0,0,0,17]
[null,null,"2002-09-29T16:00:00",9,29,16,7,"víkend",10.8,"","",0,0,0,0,0,0,0,18.600000000000001]
[null,null,"2002-09-29T19:00:00",9,29,19,7,"víkend",8.5500000000000007,"","",0,0,0,0,0,0,0,17.399999999999999]
[null,null,"2002-09-29T20:00:00",9,29,20,7,"víkend",8.3000000000000007,"","",0,0,0,0,0,0,0,15.6]
[null,null,"2002-09-29T23:00:00",9,29,23,7,"víkend",6.15,"","",0,0,0,0,0,0,0,15.1]
[null,null,"2002-09-30T05:00:00",9,30,5,1,"všední",5.8,"","",0,0,0,0,0,0,0,12.6]
[null,null,"2002-09-30T07:00:00",9,30,7,1,"všední",6.35,"","",0,0,0,0,0,0,0,14.2]
[null,null,"2002-09-30T10:00:00",9,30,{"$f":"+F5039","v":10},1,"všední",8.8000000000000007,8.8000000000000007,324,1439.856,719.928,575.94240000000013,475.1524800000002,287.97120000000007,143.98560000000003,0,21.6]
[null,null,"2002-09-30T14:00:00",9,30,14,1,"všední",9.6,"","",0,0,0,0,0,0,0,25.7]
[null,null,"2002-09-30T17:00:00",9,30,17,1,"všední",8.1,"","",{"$f":"IF($K5070=\"\",0,$K5070/3600*1.2*1010*($L$1-(L$11*($L$1-$I5070)+$I5070)))","v":0},0,0,0,0,0,0,17.399999999999999]
[null,null,"2002-09-30T20:00:00",9,30,20,1,"všední",7.4,"","",0,0,0,0,0,0,0,17.399999999999999]
[null,null,"2002-09-30T21:00:00",9,30,21,1,"všední",5.9,"","",0,{"$f":"IF($K5074=\"\",0,$K5074/3600*1.2*1010*($L$1-(M$11/100*($L$1-$I5074)+$I5074)))","v":0},0,0,0,0,0,16.3]
[null,null,"2002-10-01T02:00:00",10,1,2,2,"všední",2.95,"","",0,0,0,0,0,0,0,15.3]
[null,null,"2002-10-01T05:00:00",10,1,5,2,"všední",1.85,"","",0,0,0,0,0,0,0,14.2]
[null,null,"2002-10-01T08:00:00",10,1,8,2,"všední",3.8,3.8,324,1985.2559999999999,992.62800000000016,794.1024000000001,655.13448000000005,397.05120000000005,198.52560000000003,0,12.2]
[null,null,"2002-10-01T11:00:00",10,1,11,2,"všední",10,10,324,1308.96,654.48,523.58400000000006,431.9568000000001,261.79199999999986,130.89599999999993,0,14.6]
[null,null,"2002-10-01T15:00:00",10,1,15,2,"všední",12.8,"","",0,0,0,0,0,0,0,17.899999999999999]
[null,null,"2002-10-01T18:00:00",10,1,18,2,"všední",10.15,"","",0,0,0,0,0,0,0,17.8]
[null,null,"2002-10-01T19:00:00",10,1,19,2,"všední",9.1,"","",0,0,0,0,0,0,0,17]
[null,null,"2002-10-01T22:00:00",10,1,22,2,"všední",6.2,"","",0,0,0,0,0,0,0,15]
[null,null,"2002-10-02T03:00:00",10,2,3,3,"všední",3.2,"","",0,{"$f":"IF($K5104=\"\",0,$K5104/3600*1.2*1010*($L$1-(M$11/100*($L$1-$I5104)+$I5104)))","v":0},0,0,0,0,0,12.9]
[null,null,"2002-10-02T06:00:00",10,2,6,3,"všední",2.2000000000000002,"","",0,0,0,0,0,0,0,13]
[null,null,"2002-10-02T09:00:00",10,2,9,3,"všední",8.0500000000000007,8.0500000000000007,324,1521.6659999999999,760.83299999999997,608.66639999999984,502.14977999999962,304.33319999999992,152.16659999999996,0,21.1]
[null,null,"2002-10-02T12:00:00",10,2,12,3,"všední",12,12,324,1090.8,545.4,436.32,359.96400000000006,218.16,109.08,0,27]
[null,null,"2002-10-02T16:00:00",10,2,16,3,"všední",11.6,"","",0,0,0,0,0,0,0,28.8]
[null,null,"2002-10-02T19:00:00",10,2,19,3,"všední",7.75,"","",0,0,0,0,0,0,0,26.6]
[null,null,"2002-10-02T20:00:00",10,2,20,3,"všední",7.2,"","",0,0,0,0,0,0,0,24.4]
[null,null,"2002-10-03",10,2,24,4,"všední",4.55,"","",0,0,0,0,0,0,0,18.2]
[null,null,"2002-10-03T03:00:00",10,3,3,4,"všední",4.0999999999999996,"","",0,0,0,0,0,0,0,16.899999999999999]
[null,null,"2002-10-03T07:00:00",10,3,7,4,"všední",5.55,"","",0,0,0,0,0,0,0,19.899999999999999]
[null,null,"2002-10-03T10:00:00",10,3,10,{"$f":"WEEKDAY(C5135-1)","v":4},{"$f":"IF(G5135=6,\"víkend\",IF(G5135=7,\"víkend\",\"všední\"))","v":"všední"},11.75,{"$f":"+IF(K5135=\"\",\"\",I5135)","v":11.75},324,1118.07,559.03499999999997,447.22800000000012,368.9631,223.61399999999969,111.80699999999985,0,24.7]
[null,null,"2002-10-03T13:00:00",10,3,13,4,"všední",14.25,"","",0,0,0,0,0,0,0,27.4]
[null,null,"2002-10-03T17:00:00",10,3,17,4,"všední",12,"",{"$f":"IF(H5142=\"víkend\",\"\",IF(I5142>$N$1,\"\",IF(OR(F5142<$E$5,F5142>$E$6),\"\",$L$4)))","v":""},0,0,0,0,0,0,0,23.7]
[null,null,"2002-10-03T20:00:00",10,3,20,4,"všední",8.5500000000000007,"","",0,0,0,0,0,0,0,20.8]
[null,null,"2002-10-03T21:00:00",10,3,21,4,"všední",7.95,"","",0,0,0,0,0,0,0,19.2]
[null,null,"2002-10-04T01:00:00",10,4,1,5,"všední",5.95,"","",0,0,0,0,0,0,0,16]
[null,null,"2002-10-04T04:00:00",10,4,4,5,"všední",4.5999999999999996,"","",0,0,0,0,0,0,0,14.8]
[null,null,"2002-10-04T08:00:00",10,4,8,5,"všední",7.6,7.6,324,1570.752,785.37599999999986,628.30079999999975,518.34815999999989,314.15039999999988,157.07519999999974,0,14.7]
[null,null,"2002-10-04T11:00:00",10,4,11,5,"všední",13.9,"","",0,0,0,0,0,0,0,17.600000000000001]
[null,null,"2002-10-04T15:00:00",10,4,15,5,"všední",14.45,"","",0,{"$f":"IF($K5164=\"\",0,$K5164/3600*1.2*1010*($L$1-(M$11/100*($L$1-$I5164)+$I5164)))","v":0},0,0,0,0,0,12.9]
[null,null,"2002-10-04T18:00:00",10,4,18,5,"všední",11.15,"","",0,0,0,0,0,0,0,12.5]
[null,null,"2002-10-04T22:00:00",10,4,22,5,"všední",8.6,"","",0,0,0,0,0,0,0,10.199999999999999]
[null,null,"2002-10-04T23:00:00",10,4,23,5,"všední",8.1999999999999993,"","",0,0,0,0,0,0,0,9.6999999999999993]
[null,null,"2002-10-05T02:00:00",10,5,2,6,"víkend",7.2,"","",0,0,0,0,0,0,0,8.1999999999999993]
[null,null,"2002-10-05T05:00:00",10,5,5,6,"víkend",6.35,"","",0,0,0,0,0,0,0,7.2]
[null,null,"2002-10-05T09:00:00",10,5,9,6,"víkend",10.9,"","",0,0,0,0,0,0,0,14.5]
[null,null,"2002-10-05T12:00:00",10,5,12,6,"víkend",14.5,"","",0,0,0,0,0,0,0,18.3]
[null,null,"2002-10-05T16:00:00",10,5,16,6,"víkend",14.4,"","",0,0,0,0,0,0,0,18.2]
[null,null,"2002-10-05T19:00:00",10,5,19,6,"víkend",11.35,"","",0,0,0,0,0,0,0,17.2]
[null,null,"2002-10-05T23:00:00",10,5,23,6,"víkend",9.1,"","",0,0,0,0,0,0,0,11.3]
[null,null,"2002-10-06",10,5,24,7,"víkend",8.5500000000000007,"","",0,0,0,0,0,0,0,10.8]
[null,null,"2002-10-06T03:00:00",10,6,3,7,"víkend",7.8,"","",0,0,0,0,0,0,0,11.5]
[null,null,"2002-10-06T06:00:00",10,6,6,7,"víkend",7.5,"","",0,0,0,0,0,0,0,12.6]
[null,null,"2002-10-06T10:00:00",10,6,10,7,"víkend",13.9,"","",0,0,0,0,0,0,0,18.899999999999999]
[null,null,"2002-10-06T13:00:00",10,6,13,7,"víkend",17.05,"","",0,0,0,0,0,0,0,19.399999999999999]
[null,null,"2002-10-06T17:00:00",10,6,17,7,"víkend",15.9,"","",0,{"$f":"IF($K5214=\"\",0,$K5214/3600*1.2*1010*($L$1-(M$11/100*($L$1-$I5214)+$I5214)))","v":0},0,0,0,0,0,20.7]
[null,null,"2002-10-06T20:00:00",10,6,20,7,"víkend",13.35,"","",0,0,0,0,0,0,0,18]
[null,null,"2002-10-07",10,6,24,1,"všední",12.55,"","",0,0,0,0,0,0,0,14.4]
[null,null,"2002-10-07T01:00:00",10,7,1,1,"všední",12.8,"","",0,0,0,0,0,0,0,13.4]
[null,null,"2002-10-07T04:00:00",10,7,4,1,"všední",13.75,"","",0,0,0,0,0,0,0,10.9]
[null,null,"2002-10-07T08:00:00",10,7,8,1,"všední",14.65,"","",0,0,0,0,0,0,0,14.4]
[null,null,"2002-10-07T11:00:00",10,7,11,1,"všední",17.649999999999999,"","",0,0,0,0,0,0,0,20.5]
[null,null,"2002-10-07T14:00:00",10,7,14,1,"všední",18.850000000000001,"","",0,0,0,0,0,0,0,20.100000000000001]
[null,null,"2002-10-07T17:00:00",10,7,17,1,"všední",15.9,"","",0,0,0,0,0,0,0,21.1]
[null,null,"2002-10-07T22:00:00",10,7,22,1,"všední",11.15,"","",0,0,0,0,0,0,0,17.7]
[null,null,"2002-10-08T01:00:00",10,8,1,2,"všední",8.8000000000000007,"","",0,0,0,0,0,0,0,14.2]
[null,null,{"$f":"C5246+1/24","v":"2002-10-08T02:00:00"},10,8,2,2,"všední",8.4,"","",0,0,0,0,0,0,0,13.8]
[null,null,"2002-10-08T05:00:00",10,8,5,2,"všední",8.0500000000000007,"","",0,0,0,0,0,0,0,12]
[null,null,"2002-10-08T09:00:00",10,8,9,2,"všední",12.45,12.45,324,1041.7140000000002,{"$f":"IF($K5254=\"\",0,$K5254/3600*1.2*1010*($L$1-(M$11/100*($L$1-$I5254)+$I5254)))","v":520.85699999999986},416.68560000000002,343.76561999999984,208.34280000000001,104.17139999999981,0,19.399999999999999]
[null,null,"2002-10-08T12:00:00",10,8,12,2,"všední",15.5,"","",0,0,0,0,0,0,0,23.4]
[null,null,"2002-10-08T15:00:00",10,8,15,2,"všední",13.8,"","",0,0,0,0,0,0,0,25.5]
[null,null,"2002-10-08T18:00:00",10,8,18,{"$f":"WEEKDAY(C5263-1)","v":2},{"$f":"IF(G5263=6,\"víkend\",IF(G5263=7,\"víkend\",\"všední\"))","v":"všední"},13.6,{"$f":"+IF(K5263=\"\",\"\",I5263)","v":""},"",0,0,0,0,0,0,0,25.6]
[null,null,"2002-10-08T23:00:00",10,8,23,2,"všední",9.5,"","",0,0,0,0,0,0,0,17.7]
[null,null,"2002-10-09",10,8,24,3,"všední",8.65,"","",0,0,0,0,0,0,0,16.5]
[null,null,"2002-10-09T03:00:00",10,9,3,3,"všední",6.85,"","",0,0,0,0,0,0,0,14.2]
[null,null,"2002-10-09T06:00:00",10,9,6,3,"všední",7.4,"","",0,0,0,0,0,0,0,14]
[null,null,"2002-10-09T10:00:00",10,9,10,3,"všední",11.45,11.45,324,1150.7940000000001,575.39699999999982,460.31759999999986,379.76202000000006,230.15879999999993,115.07939999999996,0,23.7]
[null,null,"2002-10-09T13:00:00",10,9,13,3,"všední",14.35,"","",0,0,0,0,0,0,0,25.5]
[null,null,"2002-10-09T15:00:00",10,9,15,3,"všední",15.3,"","",0,{"$f":"IF($K5284=\"\",0,$K5284/3600*1.2*1010*($L$1-(M$11/100*($L$1-$I5284)+$I5284)))","v":0},0,0,0,0,0,27]
[null,null,"2002-10-09T21:00:00",10,9,21,3,"všední",8.5,"","",0,0,0,0,0,0,0,21.2]
[null,null,"2002-10-10",10,9,24,4,"všední",7.75,"","",0,0,0,0,0,0,0,17.8]
[null,null,"2002-10-10T01:00:00",10,10,1,4,"všední",7.35,"","",0,{"$f":"IF($K5294=\"\",0,$K5294/3600*1.2*1010*($L$1-(M$11/100*($L$1-$I5294)+$I5294)))","v":0},0,0,0,0,0,17]
[null,null,"2002-10-10T04:00:00",10,10,4,4,"všední",5.7,"","",0,0,0,0,0,0,0,15.4]
[null,null,"2002-10-10T07:00:00",10,10,7,4,"všední",6.2,"","",0,0,0,0,0,0,0,16.399999999999999]
[null,null,"2002-10-10T11:00:00",10,10,11,4,"všední",16.899999999999999,"","",0,{"$f":"IF($K5304=\"\",0,$K5304/3600*1.2*1010*($L$1-(M$11/100*($L$1-$I5304)+$I5304)))","v":0},0,0,0,0,0,22]
[null,null,"2002-10-10T16:00:00",10,10,16,4,"všední",18.350000000000001,"","",0,0,0,0,0,0,0,27]
[null,null,{"$f":"C5310+1/24","v":"2002-10-10T18:00:00"},10,10,18,4,"všední",15.25,"","",0,0,0,0,0,0,0,24.9]
[null,null,"2002-10-10T22:00:00",10,10,22,4,"všední",14.8,"","",0,0,0,0,0,0,0,19]
[null,null,"2002-10-11T01:00:00",10,11,1,5,"všední",13.1,"","",0,0,0,0,0,0,0,17.399999999999999]
[null,null,"2002-10-11T02:00:00",10,11,{"$f":"+F5295","v":2},5,"všední",12.45,"","",0,0,0,0,0,0,0,16.5]
[null,null,"2002-10-11T05:00:00",10,11,5,5,"všední",11.15,"","",0,0,0,0,0,0,0,14.6]
[null,null,"2002-10-11T08:00:00",10,11,8,5,"všední",14.55,"","",0,0,0,0,0,0,0,19.3]
[null,null,"2002-10-11T12:00:00",10,11,12,5,"všední",19.05,"","",0,0,0,0,0,0,0,27]
[null,null,"2002-10-11T17:00:00",10,11,17,5,"všední",17.55,"",{"$f":"IF(H5334=\"víkend\",\"\",IF(I5334>$N$1,\"\",IF(OR(F5334<$E$5,F5334>$E$6),\"\",$L$4)))","v":""},0,{"$f":"IF($K5334=\"\",0,$K5334/3600*1.2*1010*($L$1-(M$11/100*($L$1-$I5334)+$I5334)))","v":0},0,0,0,0,0,28.2]
[null,null,"2002-10-11T20:00:00",10,11,20,5,"všední",16.2,"","",0,0,0,0,0,0,0,23.4]
[null,null,"2002-10-11T23:00:00",10,11,23,5,"všední",16.55,"","",0,0,0,0,0,0,0,20.100000000000001]
[null,null,"2002-10-12T02:00:00",10,12,2,6,"víkend",16.45,"","",0,0,0,0,0,0,0,17.7]
[null,null,"2002-10-12T03:00:00",10,12,3,6,"víkend",16.350000000000001,"","",0,{"$f":"IF($K5344=\"\",0,$K5344/3600*1.2*1010*($L$1-(M$11/100*($L$1-$I5344)+$I5344)))","v":0},0,0,0,0,0,17.100000000000001]
[null,null,"2002-10-12T06:00:00",10,12,6,6,"víkend",15.75,"","",0,0,0,0,0,0,0,17.8]
[null,null,"2002-10-12T09:00:00",10,12,9,6,"víkend",16.850000000000001,"","",0,0,0,0,0,0,0,23.8]
[null,null,"2002-10-12T14:00:00",10,12,14,6,"víkend",16.25,"","",0,0,0,0,0,0,0,29.1]
[null,null,"2002-10-12T17:00:00",10,12,17,6,"víkend",12.45,"","",0,0,0,0,0,0,0,23.8]
[null,null,"2002-10-12T21:00:00",10,12,21,6,"víkend",8.4,"","",0,0,0,0,0,0,0,20.6]
[null,null,"2002-10-13",10,12,24,7,"víkend",6.75,"","",0,0,0,0,0,0,0,19.8]
[null,null,"2002-10-13T03:00:00",10,13,3,7,"víkend",6.35,"","",0,0,0,0,0,0,0,16.8]
[null,null,"2002-10-13T04:00:00",10,13,4,7,"víkend",6.2,"","",0,0,0,0,0,0,0,16.600000000000001]
[null,null,"2002-10-13T07:00:00",10,13,7,7,"víkend",6,"","",0,0,0,0,0,0,0,18]
[null,null,"2002-10-13T11:00:00",10,13,11,7,"víkend",12.6,"","",0,0,0,0,0,0,0,26.8]
[null,null,"2002-10-13T15:00:00",10,13,15,7,"víkend",14.15,"","",0,0,0,0,0,0,0,28.9]
[null,null,"2002-10-13T18:00:00",10,13,{"$f":"+F5359","v":18},7,"víkend",10.7,"","",0,0,0,0,0,0,0,20.6]
[null,null,"2002-10-13T22:00:00",10,13,22,7,"víkend",8.9499999999999993,"","",0,0,0,0,0,0,0,17.8]
[null,null,"2002-10-14T01:00:00",10,14,1,1,"všední",7.3,"","",{"$f":"IF($K5390=\"\",0,$K5390/3600*1.2*1010*($L$1-(L$11*($L$1-$I5390)+$I5390)))","v":0},0,0,0,0,0,0,18.5]
[null,null,"2002-10-14T04:00:00",10,14,4,1,"všední",5.8,"","",0,0,0,0,0,0,0,17.8]
[null,null,"2002-10-14T05:00:00",10,14,5,1,"všední",6,"","",0,{"$f":"IF($K5394=\"\",0,$K5394/3600*1.2*1010*($L$1-(M$11/100*($L$1-$I5394)+$I5394)))","v":0},0,0,0,0,0,17.7]
[null,null,"2002-10-14T08:00:00",10,14,8,1,"všední",8.8000000000000007,8.8000000000000007,324,1439.856,719.928,575.94240000000013,475.1524800000002,287.97120000000007,143.98560000000003,0,19.399999999999999]
[null,null,"2002-10-14T12:00:00",10,14,12,1,"všední",14.5,"","",0,0,0,0,0,0,0,25.8]
[null,null,"2002-10-14T16:00:00",10,14,16,1,"všední",13.9,"","",0,0,0,0,0,0,0,26]
[null,null,"2002-10-14T19:00:00",10,14,19,1,"všední",10.75,"","",0,0,0,0,0,0,0,23.4]
[null,null,"2002-10-14T23:00:00",10,14,23,1,"všední",8.15,"","",0,0,0,0,0,0,0,17.899999999999999]
[null,null,"2002-10-15T02:00:00",10,15,2,2,"všední",7.15,"","",0,0,0,0,0,0,0,14.6]
[null,null,"2002-10-15T05:00:00",10,15,5,2,"všední",8.9,"","",0,0,0,0,0,0,0,12.3]
[null,null,"2002-10-15T06:00:00",10,15,6,2,"všední",8.6999999999999993,"","",0,0,0,0,0,0,0,13.9]
[null,null,"2002-10-15T09:00:00",10,15,9,2,"všední",10.199999999999999,10.199999999999999,324,1287.144,643.57199999999989,514.85759999999982,424.75751999999983,257.42879999999991,128.71439999999996,0,21.6]
[null,null,"2002-10-15T14:00:00",10,15,14,2,"všední",14.25,"","",0,0,0,0,0,0,0,28.1]
[null,null,"2002-10-15T17:00:00",10,15,17,2,"všední",14.25,"","",0,0,0,0,0,0,0,28.6]
[null,null,"2002-10-15T20:00:00",10,15,20,2,"všední",13.35,"","",0,0,0,0,0,0,0,25]
[null,null,"2002-10-16",10,15,24,3,"všední",11.85,"","",0,0,0,0,0,0,0,19.2]
[null,null,"2002-10-16T03:00:00",10,16,3,3,"všední",9.75,"","",0,0,0,0,0,0,0,17]
[null,null,"2002-10-16T04:00:00",10,16,4,3,"všední",9.35,"","",0,0,0,0,0,0,0,16.7]
[null,null,"2002-10-16T10:00:00",10,16,{"$f":"+F5423","v":10},3,"všední",16.45,"","",0,0,0,0,0,0,0,27.2]
[null,null,"2002-10-16T11:00:00",10,16,11,3,"všední",19,"","",0,0,0,0,0,0,0,29.8]
[null,null,"2002-10-16T15:00:00",10,16,15,3,"všední",20.65,"","",0,0,0,0,0,0,0,27]
[null,null,"2002-10-16T18:00:00",10,16,18,{"$f":"WEEKDAY(C5455-1)","v":3},{"$f":"IF(G5455=6,\"víkend\",IF(G5455=7,\"víkend\",\"všední\"))","v":"všední"},16.149999999999999,{"$f":"+IF(K5455=\"\",\"\",I5455)","v":""},"",0,0,0,0,0,0,0,28]
[null,null,"2002-10-16T21:00:00",10,16,21,3,"všední",14.4,"","",0,0,0,0,0,0,0,24.3]
[null,null,"2002-10-17T01:00:00",10,17,1,4,"všední",12.3,"",{"$f":"IF(H5462=\"víkend\",\"\",IF(I5462>$N$1,\"\",IF(OR(F5462<$E$5,F5462>$E$6),\"\",$L$4)))","v":""},0,0,0,0,0,0,0,21.3]
[null,null,"2002-10-17T04:00:00",10,17,4,4,"všední",11.75,"","",0,0,0,0,0,0,0,17.899999999999999]
[null,null,"2002-10-17T05:00:00",10,17,5,4,"všední",11.7,"","",0,0,0,0,0,0,0,17.600000000000001]
[null,null,"2002-10-17T11:00:00",10,17,11,4,"všední",13.7,"","",0,0,0,0,0,0,0,24.3]
[null,null,"2002-10-17T12:00:00",10,17,12,4,"všední",13.65,"","",0,0,0,0,0,0,0,26]
[null,null,"2002-10-17T16:00:00",10,17,16,4,"všední",12.2,"","",0,0,0,0,0,0,0,25.5]
[null,null,"2002-10-17T19:00:00",10,17,19,4,"všední",10.5,"","",0,0,0,0,0,0,0,19.100000000000001]
[null,null,"2002-10-17T22:00:00",10,17,22,4,"všední",10.1,"","",0,0,0,0,0,0,0,18.600000000000001]
[null,null,"2002-10-18T02:00:00",10,18,2,5,"všední",10,"","",0,0,0,0,0,0,0,16.7]
[null,null,"2002-10-18T05:00:00",10,18,5,5,"všední",9.6,"","",0,0,0,0,0,0,0,14]
[null,null,"2002-10-18T08:00:00",10,18,8,5,"všední",10.050000000000001,10.050000000000001,324,1303.5059999999999,651.75300000000016,521.40240000000017,430.15698000000003,260.70120000000009,130.35060000000004,0,17.600000000000001]
[null,null,"2002-10-18T10:00:00",10,18,10,5,"všední",12.2,12.2,324,1068.9840000000002,534.49199999999985,427.59360000000015,352.76472000000018,213.79680000000008,106.89840000000004,0,18.7]
[null,null,"2002-10-18T13:00:00",10,18,13,5,"všední",12.8,12.8,324,1003.5359999999999,501.76800000000014,401.41439999999994,331.16688000000016,200.70719999999997,100.35360000000018,0,20.8]
[null,null,"2002-10-18T17:00:00",10,18,17,5,"všední",6.65,"","",0,0,0,0,0,0,0,22.5]
[null,null,"2002-10-18T20:00:00",10,18,20,5,"všední",8.25,"","",0,0,0,0,0,0,0,19.3]
[null,null,"2002-10-19",10,18,24,6,"víkend",4.8499999999999996,"","",0,0,0,0,0,0,0,14.1]
[null,null,"2002-10-19T03:00:00",10,19,3,6,"víkend",4,"","",0,0,0,0,0,0,0,11.1]
[null,null,"2002-10-19T05:00:00",10,19,5,6,"víkend",4.5999999999999996,"","",0,{"$f":"IF($K5514=\"\",0,$K5514/3600*1.2*1010*($L$1-(M$11/100*($L$1-$I5514)+$I5514)))","v":0},0,0,0,0,0,9.9]
[null,null,"2002-10-19T08:00:00",10,19,8,6,"víkend",4.95,"","",0,0,0,0,0,0,0,15.4]
[null,null,"2002-10-19T11:00:00",10,19,11,6,"víkend",6.65,"","",0,0,0,0,0,0,0,22]
[null,null,"2002-10-19T14:00:00",10,19,14,6,"víkend",7.95,"","",0,0,0,0,0,0,0,25.8]
[null,null,"2002-10-19T18:00:00",10,19,18,6,"víkend",7.35,"","",0,0,0,0,0,0,0,24.5]
[null,null,"2002-10-19T21:00:00",10,19,21,6,"víkend",7,"","",0,0,0,0,0,0,0,19]
[null,null,"2002-10-20T01:00:00",10,20,1,7,"víkend",7.2,"","",0,{"$f":"IF($K5534=\"\",0,$K5534/3600*1.2*1010*($L$1-(M$11/100*($L$1-$I5534)+$I5534)))","v":0},0,0,0,0,0,13.8]
[null,null,"2002-10-20T04:00:00",10,20,4,7,"víkend",7.35,"","",0,0,0,0,0,0,0,12.7]
[null,null,"2002-10-20T06:00:00",10,20,6,7,"víkend",7.35,"","",0,0,0,0,0,0,0,13.1]
[null,null,"2002-10-20T09:00:00",10,20,9,7,"víkend",9.65,"","",0,0,0,0,0,0,0,20.5]
[null,null,"2002-10-20T12:00:00",10,20,12,7,"víkend",11.3,"","",0,0,0,0,0,0,0,26.6]
[null,null,"2002-10-20T16:00:00",10,20,16,7,"víkend",10.9,"","",0,0,0,0,0,0,0,28.3]
[null,null,"2002-10-20T19:00:00",10,20,19,7,"víkend",10.75,"","",0,0,0,0,0,0,0,25]
[null,null,"2002-10-20T22:00:00",10,20,22,7,"víkend",10.25,"","",0,0,0,0,0,0,0,21.2]
[null,null,"2002-10-21T02:00:00",10,21,2,1,"všední",10.25,"","",0,0,0,0,0,0,0,19.3]
[null,null,"2002-10-21T03:00:00",10,21,3,1,"všední",10.15,"","",0,0,0,0,0,0,0,18.2]
[null,null,"2002-10-21T09:00:00",10,21,9,1,"všední",10.25,10.25,324,1281.69,640.84500000000003,512.67599999999993,422.95769999999976,256.33800000000014,128.1689999999997,0,18]
[null,null,{"$f":"C5566+1/24","v":"2002-10-21T10:00:00"},10,21,10,1,"všední",10.55,10.55,324,1248.9659999999999,624.48300000000017,499.5863999999998,412.15878000000009,249.7931999999999,124.89659999999995,0,18.399999999999999]
[null,null,"2002-10-21T13:00:00",10,21,13,1,"všední",11.55,11.55,324,1139.886,569.9430000000001,455.95439999999996,376.16237999999993,227.97719999999998,113.98860000000019,0,16.7]
[null,null,"2002-10-21T17:00:00",10,21,17,1,"všední",11.15,"","",0,{"$f":"IF($K5574=\"\",0,$K5574/3600*1.2*1010*($L$1-(M$11/100*($L$1-$I5574)+$I5574)))","v":0},0,0,0,0,0,15.8]
[null,null,"2002-10-21T20:00:00",10,21,20,1,"všední",10.35,"","",0,0,0,0,0,0,0,15.6]
[null,null,"2002-10-21T23:00:00",10,21,23,1,"všední",7.4,"","",0,0,0,0,0,0,0,14.4]
[null,null,"2002-10-22T04:00:00",10,22,4,2,"všední",6.3,"","",0,0,0,0,0,0,0,13.6]
[null,null,"2002-10-22T07:00:00",10,22,7,2,"všední",7.6,"","",0,0,0,0,0,0,0,13.8]
[null,null,"2002-10-22T10:00:00",10,22,10,2,"všední",10.6,10.6,324,1243.5119999999999,621.75599999999986,497.40480000000025,410.35896000000002,248.70240000000013,124.35120000000006,0,19.8]
[null,null,"2002-10-22T11:00:00",10,22,11,2,"všední",11.45,11.45,324,1150.7940000000001,575.39699999999982,460.31759999999986,379.76202000000006,230.15879999999993,115.07939999999996,0,20.399999999999999]
[null,null,"2002-10-22T14:00:00",10,22,14,2,"všední",11.2,"","",0,0,0,0,0,0,0,21.9]
[null,null,"2002-10-22T18:00:00",10,22,18,2,"všední",9.5,"","",0,0,0,0,0,0,0,18.100000000000001]
[null,null,"2002-10-22T21:00:00",10,22,21,2,"všední",9,"","",0,0,0,0,0,0,0,15.6]
[null,null,"2002-10-23",10,22,24,3,"všední",8.65,"","",0,0,0,0,0,0,0,14.4]
[null,null,"2002-10-23T05:00:00",10,23,5,3,"všední",8.4499999999999993,"","",0,0,0,0,0,0,0,13.6]
[null,null,"2002-10-23T08:00:00",10,23,8,3,"všední",8.75,8.75,324,1445.31,722.65499999999997,578.12400000000002,476.95229999999987,289.06199999999984,144.53099999999992,0,14.5]
[null,null,"2002-10-23T09:00:00",10,23,9,3,"všední",9.15,9.15,324,1401.6779999999999,{"$f":"IF($K5614=\"\",0,$K5614/3600*1.2*1010*($L$1-(M$11/100*($L$1-$I5614)+$I5614)))","v":700.83900000000006},560.6712,462.55373999999972,280.3356,140.1678,0,15.8]
[null,null,"2002-10-23T12:00:00",10,23,12,3,"všední",9.75,9.75,324,1336.23,668.11500000000001,534.49199999999985,440.95589999999964,267.24599999999992,133.62300000000016,0,17.5]
[null,null,"2002-10-23T15:00:00",10,23,15,3,"všední",10.7,"","",0,0,0,0,0,0,0,18.2]
[null,null,"2002-10-23T19:00:00",10,23,19,3,"všední",10.050000000000001,"","",0,{"$f":"IF($K5624=\"\",0,$K5624/3600*1.2*1010*($L$1-(M$11/100*($L$1-$I5624)+$I5624)))","v":0},0,0,0,0,0,16.2]
[null,null,"2002-10-23T22:00:00",10,23,22,3,"všední",9.5500000000000007,"","",0,0,0,0,0,0,0,14.6]
[null,null,{"$f":"C5630+1/24","v":"2002-10-24T02:00:00"},10,24,2,4,"všední",9.35,"","",0,0,0,0,0,0,0,12.3]
[null,null,"2002-10-24T06:00:00",10,24,6,4,"všední",8.9,"","",0,0,0,0,0,0,0,11.2]
[null,null,"2002-10-24T09:00:00",10,24,9,4,"všední",10.6,10.6,324,1243.5119999999999,621.75599999999986,497.40480000000025,410.35896000000002,248.70240000000013,124.35120000000006,0,13.4]
[null,null,"2002-10-24T10:00:00",10,24,{"$f":"+F5615","v":10},4,"všední",11.75,11.75,324,1118.07,559.03499999999997,447.22800000000012,368.9631,223.61399999999969,111.80699999999985,0,14.2]
[null,null,"2002-10-24T13:00:00",10,24,13,4,"všední",14.6,"","",0,0,0,0,0,0,0,16.899999999999999]
[null,null,"2002-10-24T16:00:00",10,24,16,4,"všední",13.3,"","",0,0,0,0,0,0,0,14.9]
[null,null,"2002-10-24T20:00:00",10,24,20,4,"všední",10.7,"","",0,0,0,0,0,0,0,14.1]
[null,null,"2002-10-24T23:00:00",10,24,23,4,"všední",9.8000000000000007,"","",0,0,0,0,0,0,0,10.5]
[null,null,"2002-10-25T03:00:00",10,25,3,5,"všední",8.5,"","",0,0,0,0,0,0,0,8.6999999999999993]
[null,null,"2002-10-25T07:00:00",10,25,7,5,"všední",8.3000000000000007,"","",0,0,0,0,0,0,0,10.8]
[null,null,"2002-10-25T10:00:00",10,25,10,5,"všední",9.5500000000000007,9.5500000000000007,324,1358.0459999999998,679.02299999999991,543.21840000000009,448.15517999999992,271.60919999999982,135.80459999999971,0,14.8]
[null,null,"2002-10-25T11:00:00",10,25,11,5,"všední",9.1999999999999993,9.1999999999999993,324,1396.2240000000002,{"$f":"IF($K5664=\"\",0,$K5664/3600*1.2*1010*($L$1-(M$11/100*($L$1-$I5664)+$I5664)))","v":698.11200000000008},558.48960000000011,460.75391999999999,279.24479999999988,139.62240000000011,0,16.399999999999999]
[null,null,"2002-10-25T14:00:00",10,25,14,5,"všední",8.0500000000000007,"","",0,0,0,0,0,0,0,19.8]
[null,null,"2002-10-25T17:00:00",10,25,17,5,"všední",7.75,"","",0,0,0,0,0,0,0,19.2]
[null,null,"2002-10-25T21:00:00",10,25,21,5,"všední",7.35,"","",0,{"$f":"IF($K5674=\"\",0,$K5674/3600*1.2*1010*($L$1-(M$11/100*($L$1-$I5674)+$I5674)))","v":0},0,0,0,0,0,13.9]
[null,null,"2002-10-26",10,25,24,6,"víkend",6.7,"","",0,0,0,0,0,0,0,13.2]
[null,null,"2002-10-26T05:00:00",10,26,5,6,"víkend",3.7,"","",0,0,0,0,0,0,0,12]
[null,null,"2002-10-26T08:00:00",10,26,8,6,"víkend",4.3,"","",0,0,0,0,0,0,0,15]
[null,null,"2002-10-26T11:00:00",10,26,11,6,"víkend",8.25,"","",0,0,0,0,0,0,0,15.8]
[null,null,"2002-10-26T12:00:00",10,26,12,6,"víkend",8.6,"","",0,0,0,0,0,0,0,15.4]
[null,null,"2002-10-26T15:00:00",10,26,15,6,"víkend",8.4,"","",0,0,0,0,0,0,0,17.2]
[null,null,{"$f":"C5694+1/24","v":"2002-10-26T18:00:00"},10,26,18,6,"víkend",6.1,"","",0,0,0,0,0,0,0,12.4]
[null,null,"2002-10-26T21:00:00",10,26,21,6,"víkend",3.7,"","",0,0,0,0,0,0,0,12.3]
[null,null,"2002-10-27T02:00:00",10,27,{"$f":"+F5679","v":2},7,"víkend",1.2,"","",0,0,0,0,0,0,0,10]
[null,null,"2002-10-27T06:00:00",10,27,6,7,"víkend",-0.45,"","",0,0,0,0,0,0,0,10.4]
[null,null,"2002-10-27T09:00:00",10,27,9,7,"víkend",2.7,"","",{"$f":"IF($K5710=\"\",0,$K5710/3600*1.2*1010*($L$1-(L$11*($L$1-$I5710)+$I5710)))","v":0},0,0,0,0,0,0,14.3]
[null,null,"2002-10-27T12:00:00",10,27,12,7,"víkend",8.1999999999999993,"","",0,0,0,0,0,0,0,17]
[null,null,"2002-10-27T13:00:00",10,27,13,7,"víkend",9,"","",0,{"$f":"IF($K5714=\"\",0,$K5714/3600*1.2*1010*($L$1-(M$11/100*($L$1-$I5714)+$I5714)))","v":0},0,0,0,0,0,16.5]
[null,null,"2002-10-27T16:00:00",10,27,16,7,"víkend",8.75,"","",0,0,0,0,0,0,0,14.4]
[null,null,"2002-10-27T22:00:00",10,27,22,7,"víkend",4.3,"","",0,0,0,0,0,0,0,12.4]
[null,null,"2002-10-28",10,27,24,1,"všední",3.5,"","",0,0,0,0,0,0,0,11.5]
[null,null,"2002-10-28T03:00:00",10,28,3,1,"všední",3.4,"","",0,0,0,0,0,0,0,11]
[null,null,"2002-10-28T07:00:00",10,28,7,1,"všední",3.2,"","",0,0,0,0,0,0,0,10.8]
[null,null,"2002-10-28T10:00:00",10,28,10,1,"všední",8.6999999999999993,8.6999999999999993,324,1450.7640000000001,725.38200000000006,580.30560000000003,478.75211999999993,290.15280000000001,145.07639999999981,0,15.4]
[null,null,"2002-10-28T13:00:00",10,28,13,1,"všední",9.8000000000000007,9.8000000000000007,324,1330.7759999999998,665.38799999999992,532.31039999999985,439.15607999999997,266.15519999999975,133.07759999999988,0,18.600000000000001]
[null,null,"2002-10-28T14:00:00",10,28,14,1,"všední",9.1999999999999993,"","",0,0,0,0,0,0,0,19.2]
[null,null,"2002-10-28T17:00:00",10,28,17,1,"všední",7.05,"","",0,0,0,0,0,0,0,19.3]
[null,null,"2002-10-28T23:00:00",10,28,23,1,"všední",6.2,"","",0,0,0,0,0,0,0,12.8]
[null,null,"2002-10-29T01:00:00",10,29,1,2,"všední",5.95,"","",0,0,0,0,0,0,0,13]
[null,null,"2002-10-29T04:00:00",10,29,4,2,"všední",4.7,"","",0,0,0,0,0,0,0,10.6]
[null,null,"2002-10-29T08:00:00",10,29,8,2,"všední",3.9,3.9,324,1974.3480000000002,987.17399999999986,789.73919999999987,651.53483999999992,394.86959999999971,197.43479999999985,0,15.3]
[null,null,"2002-10-29T11:00:00",10,29,11,2,"všední",6.4,6.4,324,1701.6479999999999,850.82400000000007,680.65920000000006,561.54383999999993,340.32959999999974,170.16480000000024,0,19.5]
[null,null,"2002-10-29T14:00:00",10,29,14,2,"všední",7.25,"","",0,0,0,0,0,0,0,22.8]
[null,null,"2002-10-29T15:00:00",10,29,15,2,"všední",6.65,"","",0,{"$f":"IF($K5764=\"\",0,$K5764/3600*1.2*1010*($L$1-(M$11/100*($L$1-$I5764)+$I5764)))","v":0},0,0,0,0,0,23.8]
[null,null,"2002-10-29T20:00:00",10,29,20,2,"všední",2.9,"","",0,0,0,0,0,0,0,18.7]
[null,null,"2002-10-29T23:00:00",10,29,23,2,"všední",2.1,"","",0,0,0,0,0,0,0,16.8]
[null,null,"2002-10-30T02:00:00",10,30,2,{"$f":"WEEKDAY(C5775-1)","v":3},{"$f":"IF(G5775=6,\"víkend\",IF(G5775=7,\"víkend\",\"všední\"))","v":"všední"},1.2,{"$f":"+IF(K5775=\"\",\"\",I5775)","v":""},"",0,0,0,0,0,0,0,15.2]
[null,null,"2002-10-30T05:00:00",10,30,5,3,"všední",0.2,"","",0,0,0,0,0,0,0,15.8]
[null,null,"2002-10-30T09:00:00",10,30,9,3,"všední",3.4,3.4,{"$f":"IF(H5782=\"víkend\",\"\",IF(I5782>$N$1,\"\",IF(OR(F5782<$E$5,F5782>$E$6),\"\",$L$4)))","v":324},2028.8880000000001,1014.4439999999998,811.5551999999999,669.5330399999998,405.77759999999989,202.88879999999995,0,19.399999999999999]
[null,null,"2002-10-30T12:00:00",10,30,12,3,"všední",9,9,324,1418.04,709.02,567.21599999999989,467.95319999999992,283.60800000000017,141.80399999999969,0,24.7]
[null,null,"2002-10-30T13:00:00",10,30,13,3,"všední",9.4,9.4,324,1374.4079999999999,687.20400000000006,549.76319999999987,453.55464000000012,274.88159999999993,137.44079999999977,0,24.3]
[null,null,"2002-10-30T17:00:00",10,30,17,3,"všední",5.65,"","",0,0,0,0,0,0,0,22.5]
[null,null,"2002-10-30T20:00:00",10,30,20,3,"všední",2.5499999999999998,"","",0,0,0,0,0,0,0,17.600000000000001]
[null,null,"2002-10-31",10,30,24,4,"všední",1.4,"","",0,0,0,0,0,0,0,16.2]
[null,null,"2002-10-31T03:00:00",10,31,3,4,"všední",-0.35,"","",0,0,0,0,0,0,0,16]
[null,null,"2002-10-31T06:00:00",10,31,6,4,"všední",-1.85,"","",0,0,0,0,0,0,0,13.2]
[null,null,"2002-10-31T10:00:00",10,31,10,4,"všední",4.5999999999999996,4.5999999999999996,324,1897.9919999999997,948.99600000000009,759.19680000000005,626.3373600000001,379.59840000000003,189.79920000000021,0,18.8]
[null,null,"2002-10-31T13:00:00",10,31,13,4,"všední",7.95,7.95,324,1532.5740000000001,766.28699999999981,613.02960000000007,505.74941999999976,306.51479999999987,153.25739999999973,0,20.6]
[null,null,"2002-10-31T14:00:00",10,31,14,4,"všední",8.6999999999999993,"","",0,0,0,0,0,0,0,20.2]
[null,null,"2002-10-31T18:00:00",10,31,18,4,"všední",4.8499999999999996,"","",0,0,0,0,0,0,0,19.100000000000001]
[null,null,"2002-10-31T21:00:00",10,31,21,4,"všední",2.1,"","",0,0,0,0,0,0,0,13.8]
[null,null,"2002-11-01T01:00:00",11,1,1,5,"všední",4.1500000000000004,"","",0,0,0,0,0,0,0,10.8]
[null,null,"2002-11-01T04:00:00",11,1,4,5,"všední",5.8,"","",0,0,0,0,0,0,0,9]
[null,null,"2002-11-01T07:00:00",11,1,7,5,"všední",7.2,"","",0,0,0,0,0,0,0,8.6]
[null,null,"2002-11-01T11:00:00",11,1,11,5,"všední",9.9499999999999993,9.9499999999999993,324,1314.414,657.20699999999999,525.76560000000006,433.75662000000017,262.88280000000003,131.44139999999982,0,20.2]
[null,null,"2002-11-01T14:00:00",11,1,14,5,"všední",11.7,"","",0,0,0,0,0,0,0,22.1]
[null,null,"2002-11-01T15:00:00",11,1,15,5,"všední",11.8,"","",0,0,0,0,0,0,0,22.5]
[null,null,"2002-11-01T19:00:00",11,1,19,5,"všední",11.45,"","",0,0,0,0,0,0,0,19.600000000000001]
[null,null,"2002-11-01T22:00:00",11,1,22,5,"všední",11.3,"","",0,0,0,0,0,0,0,16.899999999999999]
[null,null,"2002-11-02T02:00:00",11,2,2,6,"víkend",10.050000000000001,"","",0,0,0,0,0,0,0,9.1]
[null,null,"2002-11-02T05:00:00",11,2,5,6,"víkend",8.9499999999999993,"","",0,0,0,0,0,0,0,9.5]
[null,null,"2002-11-02T09:00:00",11,2,9,6,"víkend",11.5,"","",0,{"$f":"IF($K5854=\"\",0,$K5854/3600*1.2*1010*($L$1-(M$11/100*($L$1-$I5854)+$I5854)))","v":0},0,0,0,0,0,10.9]
[null,null,"2002-11-02T12:00:00",11,2,12,6,"víkend",12.75,"","",0,0,0,0,0,0,0,11.8]
[null,null,"2002-11-02T16:00:00",11,2,16,6,"víkend",11.9,"","",0,0,0,0,0,0,0,13.1]
[null,null,"2002-11-02T17:00:00",11,2,17,6,"víkend",11.6,"","",0,0,0,0,0,0,0,12.1]
[null,null,"2002-11-02T20:00:00",11,2,20,6,"víkend",12,"","",0,0,0,0,0,0,0,11.2]
[null,null,"2002-11-02T23:00:00",11,2,23,6,"víkend",12.05,"","",0,0,0,0,0,0,0,10.4]
[null,null,"2002-11-03T03:00:00",11,3,3,7,"víkend",11.7,"","",0,0,0,0,0,0,0,10]
[null,null,"2002-11-03T06:00:00",11,3,6,7,"víkend",11.45,"","",0,0,0,0,0,0,0,9.6]
[null,null,"2002-11-03T10:00:00",11,3,10,7,"víkend",12.6,"","",0,0,0,0,0,0,0,11.1]
[null,null,"2002-11-03T13:00:00",11,3,13,7,"víkend",13.8,"","",0,0,0,0,0,0,0,12.9]
[null,null,"2002-11-03T17:00:00",11,3,17,7,"víkend",11.3,"","",0,0,0,0,0,0,0,11.2]
[null,null,{"$f":"C5886+1/24","v":"2002-11-03T18:00:00"},11,3,18,7,"víkend",10.7,"","",0,0,0,0,0,0,0,11.1]
[null,null,"2002-11-03T21:00:00",11,3,21,7,"víkend",9.75,"","",0,0,0,0,0,0,0,10.4]
[null,null,"2002-11-04T01:00:00",11,4,1,1,"všední",8.4499999999999993,"","",0,{"$f":"IF($K5894=\"\",0,$K5894/3600*1.2*1010*($L$1-(M$11/100*($L$1-$I5894)+$I5894)))","v":0},0,0,0,0,0,7.9]
[null,null,"2002-11-04T04:00:00",11,4,4,1,"všední",10.1,"","",0,0,0,0,0,0,0,7]
[null,null,"2002-11-04T07:00:00",11,4,7,1,"všední",9.5,"","",0,0,0,0,0,0,0,9.1999999999999993]
[null,null,"2002-11-04T11:00:00",11,4,11,1,"všední",14.8,"","",0,{"$f":"IF($K5904=\"\",0,$K5904/3600*1.2*1010*($L$1-(M$11/100*($L$1-$I5904)+$I5904)))","v":0},0,0,0,0,0,14.2]
[null,null,"2002-11-04T14:00:00",11,4,14,1,"všední",15.7,"","",0,0,0,0,0,0,0,17.100000000000001]
[null,null,"2002-11-04T18:00:00",11,4,18,1,"všední",10.95,"","",0,0,0,0,0,0,0,15.4]
[null,null,"2002-11-04T19:00:00",11,4,19,1,"všední",11.05,"","",0,0,0,0,0,0,0,12.6]
[null,null,"2002-11-04T22:00:00",11,4,22,1,"všední",9.75,"","",0,0,0,0,0,0,0,12.3]
[null,null,"2002-11-05T02:00:00",11,5,2,2,"všední",8.4499999999999993,"","",0,0,0,0,0,0,0,11.5]
[null,null,"2002-11-05T05:00:00",11,5,5,2,"všední",6.5,"","",0,0,0,0,0,0,0,10.9]
[null,null,"2002-11-05T08:00:00",11,5,8,2,"všední",6,6,324,1745.28,872.64,698.11200000000008,575.94240000000013,349.05599999999993,174.52800000000016,0,11.7]
[null,null,"2002-11-05T11:00:00",11,5,11,2,"všední",12.2,12.2,324,1068.9840000000002,534.49199999999985,427.59360000000015,352.76472000000018,213.79680000000008,106.89840000000004,0,13.8]
[null,null,"2002-11-05T16:00:00",11,5,16,2,"všední",12.9,"","",0,0,0,0,0,0,0,17.2]
[null,null,"2002-11-05T19:00:00",11,5,19,2,"všední",10.9,"","",0,0,0,0,0,0,0,12.5]
[null,null,"2002-11-05T20:00:00",11,5,20,2,"všední",10.050000000000001,"","",0,0,0,0,0,0,0,11.9]
[null,null,"2002-11-05T23:00:00",11,5,23,2,"všední",8.5,"","",0,0,0,0,0,0,0,11.2]
[null,null,"2002-11-06T03:00:00",11,6,3,3,"všední",6.45,"","",0,{"$f":"IF($K5944=\"\",0,$K5944/3600*1.2*1010*($L$1-(M$11/100*($L$1-$I5944)+$I5944)))","v":0},0,0,0,0,0,11.4]
[null,null,"2002-11-06T06:00:00",11,6,6,3,"všední",5.15,"","",0,0,0,0,0,0,0,10.4]
[null,null,"2002-11-06T09:00:00",11,6,9,3,"všední",9.1999999999999993,9.1999999999999993,324,1396.2240000000002,698.11200000000008,558.48960000000011,460.75391999999999,279.24479999999988,139.62240000000011,0,14.4]
[null,null,"2002-11-06T12:00:00",11,6,12,3,"všední",11.7,11.7,324,1123.5240000000001,561.76199999999983,449.40960000000013,370.76292000000007,224.70480000000023,112.35240000000012,0,18.7]
[null,null,"2002-11-06T17:00:00",11,6,17,3,"všední",11.4,"","",0,0,0,0,0,0,0,18.5]
[null,null,"2002-11-06T18:00:00",11,6,{"$f":"+F5935","v":18},3,"všední",11.6,"","",0,0,0,0,0,0,0,17.2]
[null,null,"2002-11-06T21:00:00",11,6,21,3,"všední",11.8,"","",0,0,0,0,0,0,0,13]
[null,null,"2002-11-07",11,6,24,4,"všední",12.25,"","",0,0,0,0,0,0,0,9.3000000000000007]
[null,null,"2002-11-07T04:00:00",11,7,4,4,"všední",12.25,"","",0,0,0,0,0,0,0,7.2]
[null,null,"2002-11-07T07:00:00",11,7,7,4,"všední",12.85,"","",0,0,0,0,0,0,0,7.7]
[null,null,"2002-11-07T09:00:00",11,7,9,4,"všední",12.15,12.15,{"$f":"IF(H5974=\"víkend\",\"\",IF(I5974>$N$1,\"\",IF(OR(F5974<$E$5,F5974>$E$6),\"\",$L$4)))","v":324},1074.4379999999999,{"$f":"IF($K5974=\"\",0,$K5974/3600*1.2*1010*($L$1-(M$11/100*($L$1-$I5974)+$I5974)))","v":537.21900000000005},429.77520000000015,354.56453999999985,214.88759999999988,107.44379999999994,0,11.6]
[null,null,"2002-11-07T15:00:00",11,7,15,4,"všední",10.55,"","",0,0,0,0,0,0,0,20.399999999999999]
[null,null,"2002-11-07T18:00:00",11,7,18,4,"všední",9.5500000000000007,"","",0,0,0,0,0,0,0,17.8]
[null,null,"2002-11-07T19:00:00",11,7,19,4,"všední",9.4499999999999993,"","",0,{"$f":"IF($K5984=\"\",0,$K5984/3600*1.2*1010*($L$1-(M$11/100*($L$1-$I5984)+$I5984)))","v":0},0,0,0,0,0,17]
[null,null,"2002-11-07T22:00:00",11,7,22,4,"všední",9.1,"","",0,0,0,0,0,0,0,12.3]
[null,null,"2002-11-08T01:00:00",11,8,1,5,"všední",7.6,"","",0,0,0,0,0,0,0,9.8000000000000007]
[null,null,"2002-11-08T05:00:00",11,8,5,5,"všední",7.15,"","",0,{"$f":"IF($K5994=\"\",0,$K5994/3600*1.2*1010*($L$1-(M$11/100*($L$1-$I5994)+$I5994)))","v":0},0,0,0,0,0,7.5]
[null,null,"2002-11-08T10:00:00",11,8,10,5,"všední",8.35,8.35,324,1488.942,744.47099999999989,595.57680000000005,491.35086000000001,297.78839999999963,148.89420000000021,0,17.600000000000001]
[null,null,"2002-11-08T13:00:00",11,8,13,5,"všední",7.75,7.75,324,1554.3899999999999,777.19499999999994,621.75600000000031,512.94870000000003,310.87800000000016,155.43899999999968,0,23.5]
[null,null,"2002-11-08T16:00:00",11,8,16,5,"všední",6.3,"","",0,0,0,0,0,0,0,23.8]
[null,null,"2002-11-08T19:00:00",11,8,19,5,"všední",5.15,"","",0,0,0,0,0,0,0,19.399999999999999]
[null,null,"2002-11-08T20:00:00",11,8,20,5,"všední",4.7,"","",0,0,0,0,0,0,0,17.7]
[null,null,"2002-11-08T23:00:00",11,8,23,5,"všední",3.5,"","",0,0,0,0,0,0,0,15.3]
[null,null,{"$f":"C6014+1/24","v":"2002-11-09T02:00:00"},11,9,2,6,"víkend",2.8,"","",0,0,0,0,0,0,0,14.5]
[null,null,"2002-11-09T06:00:00",11,9,6,6,"víkend",2.75,"","",0,0,0,0,0,0,0,13]
[null,null,"2002-11-09T11:00:00",11,9,11,6,"víkend",8.5500000000000007,"","",0,{"$f":"IF($K6024=\"\",0,$K6024/3600*1.2*1010*($L$1-(M$11/100*($L$1-$I6024)+$I6024)))","v":0},0,0,0,0,0,14.5]
[null,null,"2002-11-09T14:00:00",11,9,14,6,"víkend",9.4,"","",0,0,0,0,0,0,0,19.8]
[null,null,"2002-11-09T17:00:00",11,9,17,6,"víkend",8,"","",{"$f":"IF($K6030=\"\",0,$K6030/3600*1.2*1010*($L$1-(L$11*($L$1-$I6030)+$I6030)))","v":0},0,0,0,0,0,0,18.5]
[null,null,"2002-11-09T20:00:00",11,9,20,6,"víkend",7.2,"","",0,0,0,0,0,0,0,14.8]
[null,null,"2002-11-09T21:00:00",11,9,21,6,"víkend",6.85,"","",0,{"$f":"IF($K6034=\"\",0,$K6034/3600*1.2*1010*($L$1-(M$11/100*($L$1-$I6034)+$I6034)))","v":0},0,0,0,0,0,14.3]
[null,null,"2002-11-10",11,9,24,7,"víkend",6.5,"","",0,0,0,0,0,0,0,14.9]
[null,null,"2002-11-10T03:00:00",11,10,3,7,"víkend",5.3,"","",0,0,0,0,0,0,0,14.7]
[null,null,"2002-11-10T08:00:00",11,10,8,7,"víkend",5.5,"","",0,0,0,0,0,0,0,16.3]
[null,null,"2002-11-10T11:00:00",11,10,11,7,"víkend",9.6,"","",0,0,0,0,0,0,0,17.600000000000001]
[null,null,"2002-11-10T15:00:00",11,10,15,7,"víkend",8.6999999999999993,"","",0,0,0,0,0,0,0,19.5]
[null,null,"2002-11-10T18:00:00",11,10,18,7,"víkend",5.55,"","",0,0,0,0,0,0,0,17.2]
[null,null,"2002-11-10T21:00:00",11,10,21,7,"víkend",4.75,"","",0,0,0,0,0,0,0,12.2]
[null,null,"2002-11-10T22:00:00",11,10,22,7,"víkend",4.55,"","",0,0,0,0,0,0,0,11.9]
[null,null,"2002-11-11T01:00:00",11,11,1,1,"všední",4.2,"","",0,0,0,0,0,0,0,11.6]
[null,null,"2002-11-11T05:00:00",11,11,5,1,"všední",3.45,"","",0,0,0,0,0,0,0,11.4]
[null,null,"2002-11-11T09:00:00",11,11,9,1,"všední",4.5999999999999996,4.5999999999999996,324,1897.9919999999997,948.99600000000009,759.19680000000005,626.3373600000001,379.59840000000003,189.79920000000021,0,16.100000000000001]
[null,null,"2002-11-11T12:00:00",11,11,12,1,"všední",10.15,10.15,324,1292.598,646.29900000000009,517.03920000000016,426.5573399999999,258.51959999999974,129.25980000000024,0,20.8]
[null,null,"2002-11-11T16:00:00",11,11,16,1,"všední",9.8000000000000007,"","",0,0,0,0,0,0,0,21.1]
[null,null,"2002-11-11T19:00:00",11,11,19,1,"všední",7.5,"","",0,0,0,0,0,0,0,17.7]
[null,null,"2002-11-11T22:00:00",11,11,22,1,"všední",5.35,"","",0,0,0,0,0,0,0,15.3]
[null,null,"2002-11-11T23:00:00",11,11,23,1,"všední",5.2,"","",0,{"$f":"IF($K6084=\"\",0,$K6084/3600*1.2*1010*($L$1-(M$11/100*($L$1-$I6084)+$I6084)))","v":0},0,0,0,0,0,14.4]
[null,null,"2002-11-12T02:00:00",11,12,{"$f":"+F6063","v":2},2,"všední",5,"","",0,0,0,0,0,0,0,12.6]
[null,null,"2002-11-12T06:00:00",11,12,6,2,"všední",4.7,"","",0,0,0,0,0,0,0,10.6]
[null,null,"2002-11-12T10:00:00",11,12,10,{"$f":"WEEKDAY(C6095-1)","v":2},{"$f":"IF(G6095=6,\"víkend\",IF(G6095=7,\"víkend\",\"všední\"))","v":"všední"},6,{"$f":"+IF(K6095=\"\",\"\",I6095)","v":6},324,1745.28,872.64,698.11200000000008,575.94240000000013,349.05599999999993,174.52800000000016,0,18.399999999999999]
[null,null,"2002-11-12T13:00:00",11,12,13,2,"všední",8.15,8.15,324,1510.758,755.37900000000002,604.30319999999995,498.55013999999989,302.15159999999997,151.07579999999979,0,20.399999999999999]
[null,null,"2002-11-12T17:00:00",11,12,17,2,"všední",6.95,"",{"$f":"IF(H6102=\"víkend\",\"\",IF(I6102>$N$1,\"\",IF(OR(F6102<$E$5,F6102>$E$6),\"\",$L$4)))","v":""},0,0,0,0,0,0,0,20]
[null,null,"2002-11-12T20:00:00",11,12,20,2,"všední",6.8,"","",0,0,0,0,0,0,0,17.100000000000001]
[null,null,"2002-11-12T23:00:00",11,12,23,2,"všední",8.9499999999999993,"","",0,0,0,0,0,0,0,14.9]
[null,null,"2002-11-13",11,12,24,3,"všední",8.15,"","",0,0,0,0,0,0,0,13.9]
[null,null,"2002-11-13T03:00:00",11,13,3,3,"všední",5.05,"","",0,0,0,0,0,0,0,14.6]
[null,null,"2002-11-13T08:00:00",11,13,8,3,"všední",5.3,5.3,324,1821.636,910.8180000000001,728.65440000000001,601.13987999999995,364.3272,182.16360000000017,0,15.5]
[null,null,"2002-11-13T11:00:00",11,13,11,3,"všední",10.65,10.65,324,1238.058,619.02900000000011,495.22319999999991,408.55913999999996,247.61159999999995,123.80579999999978,0,19.100000000000001]
[null,null,"2002-11-13T14:00:00",11,13,14,3,"všední",11.6,"","",0,0,0,0,0,0,0,22.1]
[null,null,"2002-11-13T18:00:00",11,13,18,3,"všední",9.5500000000000007,"","",0,0,0,0,0,0,0,20.399999999999999]
[null,null,"2002-11-13T21:00:00",11,13,21,3,"všední",6.8,"","",0,0,0,0,0,0,0,18.399999999999999]
[null,null,"2002-11-13T22:00:00",11,13,22,3,"všední",5.75,"","",0,0,0,0,0,0,0,18.399999999999999]
[null,null,"2002-11-14T04:00:00",11,14,4,4,"všední",4.05,"","",0,0,0,0,0,0,0,15.8]
[null,null,"2002-11-14T05:00:00",11,14,5,4,"všední",3.85,"","",0,0,0,0,0,0,0,15.4]
[null,null,"2002-11-14T09:00:00",11,14,9,4,"všední",3.85,3.85,324,1979.8019999999999,989.90100000000007,791.92080000000021,653.33465999999999,395.96039999999988,197.98019999999974,0,18.600000000000001]
[null,null,"2002-11-14T12:00:00",11,14,12,4,"všední",3.95,3.95,324,1968.894,984.44699999999978,787.55759999999987,649.73501999999985,393.77879999999993,196.88939999999997,0,20.2]
[null,null,"2002-11-14T15:00:00",11,14,15,4,"všední",3.6,"","",0,0,0,0,0,0,0,22.7]
[null,null,"2002-11-14T19:00:00",11,14,19,4,"všední",2.85,"","",0,0,0,0,0,0,0,19.7]
[null,null,"2002-11-14T22:00:00",11,14,22,4,"všední",2.6,"","",0,0,0,0,0,0,0,17.8]
[null,null,"2002-11-14T23:00:00",11,14,23,4,"všední",2.65,"","",0,0,0,0,0,0,0,16.600000000000001]
[null,null,"2002-11-15T05:00:00",11,15,5,5,"všední",2.6,"","",0,0,0,0,0,0,0,15.2]
[null,null,"2002-11-15T06:00:00",11,15,6,5,"všední",2.8,"","",0,0,0,0,0,0,0,15.2]
[null,null,"2002-11-15T10:00:00",11,15,10,5,"všední",3.95,3.95,324,1968.894,984.44699999999978,787.55759999999987,649.73501999999985,393.77879999999993,196.88939999999997,0,15.3]
[null,null,"2002-11-15T13:00:00",11,15,13,5,"všední",4.45,4.45,324,1914.354,957.17699999999979,765.74159999999995,631.73681999999985,382.8707999999998,191.4353999999999,0,16.100000000000001]
[null,null,"2002-11-15T17:00:00",11,15,17,5,"všední",4.75,"","",0,{"$f":"IF($K6174=\"\",0,$K6174/3600*1.2*1010*($L$1-(M$11/100*($L$1-$I6174)+$I6174)))","v":0},0,0,0,0,0,14.6]
[null,null,"2002-11-15T20:00:00",11,15,20,5,"všední",5.0999999999999996,"","",0,0,0,0,0,0,0,13.5]
[null,null,"2002-11-15T23:00:00",11,15,23,5,"všední",5.25,"","",0,0,0,0,0,0,0,12.7]
[null,null,"2002-11-16T02:00:00",11,16,2,6,"víkend",5.0999999999999996,"","",0,0,0,0,0,0,0,12.3]
[null,null,"2002-11-16T04:00:00",11,16,4,6,"víkend",5,"","",0,0,0,0,0,0,0,12]
[null,null,"2002-11-16T07:00:00",11,16,7,6,"víkend",5.05,"","",0,0,0,0,0,0,0,11.8]
[null,null,"2002-11-16T11:00:00",11,16,11,6,"víkend",6.25,"","",0,0,0,0,0,0,0,12.1]
[null,null,"2002-11-16T14:00:00",11,16,14,6,"víkend",6.05,"","",0,0,0,0,0,0,0,12.3]
[null,null,"2002-11-16T18:00:00",11,16,18,6,"víkend",5.2,"","",0,0,0,0,0,0,0,12]
[null,null,"2002-11-16T21:00:00",11,16,21,6,"víkend",4.6500000000000004,"","",0,0,0,0,0,0,0,11.3]
[null,null,"2002-11-16T23:00:00",11,16,23,6,"víkend",4.4000000000000004,"","",0,{"$f":"IF($K6204=\"\",0,$K6204/3600*1.2*1010*($L$1-(M$11/100*($L$1-$I6204)+$I6204)))","v":0},0,0,0,0,0,10.7]
[null,null,{"$f":"C6206+1/24","v":"2002-11-17T02:00:00"},11,17,2,7,"víkend",4.25,"","",0,0,0,0,0,0,0,9.6]
[null,null,"2002-11-17T05:00:00",11,17,5,7,"víkend",4.1500000000000004,"","",0,0,0,0,0,0,0,8.9]
[null,null,"2002-11-17T08:00:00",11,17,8,7,"víkend",4.55,"","",0,0,0,0,0,0,0,9.8000000000000007]
[null,null,"2002-11-17T12:00:00",11,17,12,7,"víkend",5.3,"","",0,0,0,0,0,0,0,16.5]
[null,null,"2002-11-17T15:00:00",11,17,15,7,"víkend",5.35,"","",0,0,0,0,0,0,0,19.100000000000001]
[null,null,"2002-11-17T19:00:00",11,17,19,7,"víkend",5.3,"","",0,{"$f":"IF($K6224=\"\",0,$K6224/3600*1.2*1010*($L$1-(M$11/100*($L$1-$I6224)+$I6224)))","v":0},0,0,0,0,0,14.7]
[null,null,"2002-11-17T20:00:00",11,17,20,7,"víkend",5.3,"","",0,0,0,0,0,0,0,13.5]
[null,null,"2002-11-18T02:00:00",11,18,2,1,"všední",4.9000000000000004,"","",0,0,0,0,0,0,0,8.1999999999999993]
[null,null,"2002-11-18T03:00:00",11,18,3,1,"všední",4.95,"","",0,0,0,0,0,0,0,7.9]
[null,null,"2002-11-18T06:00:00",11,18,6,1,"všední",5.3,"","",0,0,0,0,0,0,0,8]
[null,null,"2002-11-18T10:00:00",11,18,10,1,"všední",6.2,6.2,324,1723.4639999999999,861.73199999999986,689.38560000000007,568.74311999999986,344.69280000000003,172.34639999999982,0,9.6]
[null,null,"2002-11-18T13:00:00",11,18,13,1,"všední",8.5,8.5,324,1472.58,736.29,589.03199999999981,485.95139999999981,294.51599999999991,147.25800000000015,0,18.2]
[null,null,"2002-11-18T16:00:00",11,18,16,1,"všední",9.6999999999999993,"","",0,0,0,0,0,0,0,19.3]
[null,null,"2002-11-18T20:00:00",11,18,20,1,"všední",10.199999999999999,"","",0,0,0,0,0,0,0,14.1]
[null,null,"2002-11-18T21:00:00",11,18,21,1,"všední",9.6,"","",0,0,0,0,0,0,0,12.9]
[null,null,"2002-11-19T03:00:00",11,19,3,2,"všední",3.95,"","",0,0,0,0,0,0,0,7.8]
[null,null,"2002-11-19T04:00:00",11,19,4,2,"všední",3.9,"","",0,0,0,0,0,0,0,7]
[null,null,"2002-11-19T07:00:00",11,19,7,2,"všední",4.25,"","",0,0,0,0,0,0,0,7.4]
[null,null,"2002-11-19T11:00:00",11,19,11,2,"všední",5.55,5.55,324,1794.366,{"$f":"IF($K6264=\"\",0,$K6264/3600*1.2*1010*($L$1-(M$11/100*($L$1-$I6264)+$I6264)))","v":897.18300000000011},717.74640000000022,592.14077999999995,358.87319999999988,179.43659999999994,0,16]
[null,null,"2002-11-19T14:00:00",11,19,14,2,"všední",4.95,"","",0,0,0,0,0,0,0,19.399999999999999]
[null,null,"2002-11-19T17:00:00",11,19,17,2,"všední",4.3,"","",0,0,0,0,0,0,0,18.399999999999999]
[null,null,"2002-11-19T22:00:00",11,19,22,2,"všední",1.6,"","",0,0,0,0,0,0,0,12.5]
[null,null,"2002-11-20T01:00:00",11,20,1,3,"všední",0.6,"","",0,0,0,0,0,0,0,10.3]
[null,null,"2002-11-20T02:00:00",11,20,{"$f":"+F6255","v":2},3,"všední",1.2,"","",0,0,0,0,0,0,0,10.4]
[null,null,"2002-11-20T05:00:00",11,20,5,3,"všední",1.35,"","",0,0,0,0,0,0,0,9.6]
[null,null,"2002-11-20T08:00:00",11,20,8,3,"všední",2.0499999999999998,2.0499999999999998,324,2176.1459999999997,1088.0730000000001,870.45839999999998,718.12818000000004,435.22919999999982,217.61460000000011,0,10.5]
[null,null,"2002-11-20T12:00:00",11,20,12,3,"všední",3.75,3.75,324,1990.71,995.35500000000002,796.28400000000011,656.93429999999989,398.14199999999983,199.07099999999991,0,15.1]
[null,null,"2002-11-20T15:00:00",11,20,15,3,"všední",3.35,"","",0,0,0,0,0,0,0,18.2]
[null,null,"2002-11-20T19:00:00",11,20,19,3,"všední",2.15,"","",0,0,0,0,0,0,0,16.899999999999999]
[null,null,"2002-11-20T23:00:00",11,20,23,3,"všední",2.15,"","",0,0,0,0,0,0,0,16.2]
[null,null,"2002-11-21T02:00:00",11,21,2,4,"všední",2.75,"","",0,0,0,0,0,0,0,14.7]
[null,null,"2002-11-21T03:00:00",11,21,3,4,"všední",3.05,"","",0,{"$f":"IF($K6304=\"\",0,$K6304/3600*1.2*1010*($L$1-(M$11/100*($L$1-$I6304)+$I6304)))","v":0},0,0,0,0,0,14.7]
[null,null,"2002-11-21T06:00:00",11,21,6,4,"všední",3.55,"","",0,0,0,0,0,0,0,13.6]
[null,null,"2002-11-21T09:00:00",11,21,9,4,"všední",4.5,4.5,324,1908.8999999999999,954.44999999999993,763.56,629.93699999999978,381.78,190.89,0,16.5]
[null,null,"2002-11-21T13:00:00",11,21,13,4,"všední",5.5,5.5,324,1799.82,{"$f":"IF($K6314=\"\",0,$K6314/3600*1.2*1010*($L$1-(M$11/100*($L$1-$I6314)+$I6314)))","v":899.91},719.928,593.94060000000002,359.96399999999966,179.98199999999983,0,19.5]
[null,null,"2002-11-21T16:00:00",11,21,16,4,"všední",3.95,"","",0,0,0,0,0,0,0,17.8]
[null,null,"2002-11-21T20:00:00",11,21,20,4,"všední",1.5,"","",0,0,0,0,0,0,0,11.7]
[null,null,"2002-11-22",11,21,24,5,"všední",1.65,"","",0,0,0,0,0,0,0,10.6]
[null,null,"2002-11-22T03:00:00",11,22,3,5,"všední",0.85,"","",0,0,0,0,0,0,0,10.1]
[null,null,"2002-11-22T04:00:00",11,22,4,5,"všední",0.4,"","",0,0,0,0,0,0,0,10.4]
[null,null,"2002-11-22T07:00:00",11,22,7,5,"všední",-0.5,"","",0,0,0,0,0,0,0,10.9]
[null,null,{"$f":"C6334+1/24","v":"2002-11-22T10:00:00"},11,22,10,5,"všední",2.4,2.4,324,2137.9680000000003,1068.9839999999999,855.18719999999996,705.52943999999979,427.59359999999981,213.79680000000008,0,11]
[null,null,"2002-11-22T14:00:00",11,22,14,5,"všední",3.4,"","",0,0,0,0,0,0,0,12.3]
[null,null,"2002-11-22T17:00:00",11,22,17,5,"všední",1.85,"","",0,0,0,0,0,0,0,12.4]
[null,null,"2002-11-22T22:00:00",11,22,22,5,"všední",-1.1499999999999999,"","",0,0,0,0,0,0,0,10.6]
[null,null,"2002-11-23T01:00:00",11,23,1,6,"víkend",-2.1,"","",{"$f":"IF($K6350=\"\",0,$K6350/3600*1.2*1010*($L$1-(L$11*($L$1-$I6350)+$I6350)))","v":0},0,0,0,0,0,0,8.5]
[null,null,"2002-11-23T04:00:00",11,23,4,6,"víkend",-3.45,"","",0,0,0,0,0,0,0,7.2]
[null,null,"2002-11-23T05:00:00",11,23,5,6,"víkend",-3.55,"","",0,{"$f":"IF($K6354=\"\",0,$K6354/3600*1.2*1010*($L$1-(M$11/100*($L$1-$I6354)+$I6354)))","v":0},0,0,0,0,0,7.1]
[null,null,"2002-11-23T08:00:00",11,23,8,6,"víkend",-3.45,"","",0,0,0,0,0,0,0,8.5]
[null,null,"2002-11-23T11:00:00",11,23,11,6,"víkend",0,"","",0,0,0,0,0,0,0,14.2]
[null,null,"2002-11-23T14:00:00",11,23,14,6,"víkend",0.7,"","",0,0,0,0,0,0,0,15.9]
[null,null,"2002-11-23T19:00:00",11,23,19,6,"víkend",-0.6,"","",0,0,0,0,0,0,0,12.2]
[null,null,"2002-11-23T23:00:00",11,23,23,6,"víkend",-0.55000000000000004,"","",0,0,0,0,0,0,0,9.1999999999999993]
[null,null,"2002-11-24T02:00:00",11,24,2,7,"víkend",-0.3,"","",0,0,0,0,0,0,0,7.5]
[null,null,"2002-11-24T05:00:00",11,24,5,7,"víkend",-0.35,"","",0,0,0,0,0,0,0,8.1]
[null,null,"2002-11-24T06:00:00",11,24,6,7,"víkend",-0.05,"","",0,0,0,0,0,0,0,8.5]
[null,null,"2002-11-24T09:00:00",11,24,9,7,"víkend",1.05,"","",0,0,0,0,0,0,0,11.4]
[null,null,"2002-11-24T12:00:00",11,24,12,7,"víkend",1.85,"","",0,0,0,0,0,0,0,16.399999999999999]
[null,null,"2002-11-24T15:00:00",11,24,15,7,"víkend",1.75,"","",0,0,0,0,0,0,0,15.6]
[null,null,"2002-11-24T20:00:00",11,24,20,7,"víkend",0.7,"","",0,0,0,0,0,0,0,12.8]
[null,null,"2002-11-25",11,24,24,1,"všední",-1.45,"","",0,0,0,0,0,0,0,10.9]
[null,null,"2002-11-25T03:00:00",11,25,3,1,"všední",-2.0499999999999998,"","",0,0,0,0,0,0,0,10.3]
[null,null,"2002-11-25T06:00:00",11,25,6,1,"všední",-3.1,"","",0,0,0,0,0,0,0,10.6]
[null,null,"2002-11-25T07:00:00",11,25,7,1,"všední",-3.2,"","",0,{"$f":"IF($K6404=\"\",0,$K6404/3600*1.2*1010*($L$1-(M$11/100*($L$1-$I6404)+$I6404)))","v":0},0,0,0,0,0,10.6]
[null,null,"2002-11-25T10:00:00",11,25,{"$f":"+F6383","v":10},1,"všední",0.7,0.7,324,2323.404,1161.702,929.36160000000018,766.72331999999994,464.68079999999975,232.34039999999987,0,15.1]
[null,null,"2002-11-25T16:00:00",11,25,16,1,"všední",0.8,"","",0,0,0,0,0,0,0,18]
[null,null,"2002-11-25T18:00:00",11,25,18,{"$f":"WEEKDAY(C6415-1)","v":1},{"$f":"IF(G6415=6,\"víkend\",IF(G6415=7,\"víkend\",\"všední\"))","v":"všední"},-0.1,{"$f":"+IF(K6415=\"\",\"\",I6415)","v":""},"",0,0,0,0,0,0,0,15.8]
[null,null,"2002-11-25T21:00:00",11,25,21,1,"všední",-0.05,"","",0,0,0,0,0,0,0,13]
[null,null,"2002-11-26T01:00:00",11,26,1,2,"všední",0.1,"",{"$f":"IF(H6422=\"víkend\",\"\",IF(I6422>$N$1,\"\",IF(OR(F6422<$E$5,F6422>$E$6),\"\",$L$4)))","v":""},0,0,0,0,0,0,0,10.6]
[null,null,"2002-11-26T04:00:00",11,26,4,2,"všední",-0.35,"","",0,0,0,0,0,0,0,9.1]
[null,null,"2002-11-26T07:00:00",11,26,7,2,"všední",-0.75,"","",0,0,0,0,0,0,0,8.5]
[null,null,"2002-11-26T08:00:00",11,26,8,2,"všední",-0.55000000000000004,-0.55000000000000004,324,2459.7539999999999,1229.877,983.90160000000014,811.71881999999994,491.95079999999979,245.97539999999989,0,11]
[null,null,"2002-11-26T13:00:00",11,26,13,2,"všední",1.4,1.4,324,2247.0480000000002,{"$f":"IF($K6434=\"\",0,$K6434/3600*1.2*1010*($L$1-(M$11/100*($L$1-$I6434)+$I6434)))","v":1123.5239999999999},898.8191999999998,741.52583999999979,449.40960000000013,224.70479999999986,0,19]
[null,null,"2002-11-26T16:00:00",11,26,16,2,"všední",1.1499999999999999,"","",0,0,0,0,0,0,0,19]
[null,null,"2002-11-26T19:00:00",11,26,19,2,"všední",0.85,"","",0,0,0,0,0,0,0,13]
[null,null,"2002-11-26T22:00:00",11,26,22,2,"všední",0.7,"","",0,0,0,0,0,0,0,11.6]
[null,null,"2002-11-27T02:00:00",11,27,2,3,"všední",0.5,"","",0,0,0,0,0,0,0,9.6]
[null,null,"2002-11-27T05:00:00",11,27,5,3,"všední",0.75,"","",0,0,0,0,0,0,0,9.4]
[null,null,"2002-11-27T06:00:00",11,27,6,3,"všední",0.9,"","",0,0,0,0,0,0,0,8.6999999999999993]
[null,null,"2002-11-27T09:00:00",11,27,9,3,"všední",2.25,2.25,324,2154.33,{"$f":"IF($K6454=\"\",0,$K6454/3600*1.2*1010*($L$1-(M$11/100*($L$1-$I6454)+$I6454)))","v":1077.165},861.73199999999997,710.9289,430.86599999999993,215.43299999999977,0,12.9]
[null,null,"2002-11-27T14:00:00",11,27,14,3,"všední",1.25,"","",0,0,0,0,0,0,0,17.899999999999999]
[null,null,"2002-11-27T17:00:00",11,27,17,3,"všední",0.4,"","",0,0,0,0,0,0,0,15.6]
[null,null,"2002-11-27T20:00:00",11,27,20,3,"všední",0.5,"","",0,0,0,0,0,0,0,12.8]
[null,null,"2002-11-27T23:00:00",11,27,23,3,"všední",0.45,"","",0,0,0,0,0,0,0,13.5]
[null,null,"2002-11-28T03:00:00",11,28,3,4,"všední",0.25,"","",0,0,0,0,0,0,0,11.8]
[null,null,"2002-11-28T06:00:00",11,28,6,4,"všední",-0.1,"","",0,0,0,0,0,0,0,11.6]
[null,null,"2002-11-28T07:00:00",11,28,7,4,"všední",-0.25,"","",0,0,0,0,0,0,0,11.4]
[null,null,"2002-11-28T11:00:00",11,28,11,4,"všední",0,0,324,2399.7599999999998,1199.8799999999999,959.90400000000011,791.92079999999999,479.95199999999983,239.97599999999991,0,14]
[null,null,"2002-11-28T14:00:00",11,28,14,4,"všední",0.55000000000000004,"","",0,0,0,0,0,0,0,15.4]
[null,null,"2002-11-28T18:00:00",11,28,18,4,"všední",-0.1,"","",0,0,0,0,0,0,0,13.2]
[null,null,"2002-11-28T21:00:00",11,28,21,4,"všední",-0.55000000000000004,"","",0,0,0,0,0,0,0,13.5]
[null,null,"2002-11-29",11,28,24,5,"všední",-1.3,"","",0,0,0,0,0,0,0,13]
[null,null,"2002-11-29T04:00:00",11,29,4,5,"všední",-1.55,"","",0,0,0,0,0,0,0,8.3000000000000007]
[null,null,"2002-11-29T07:00:00",11,29,7,5,"všední",-1.1499999999999999,"","",0,0,0,0,0,0,0,6.9]
[null,null,"2002-11-29T08:00:00",11,29,8,5,"všední",-0.8,-0.8,324,2487.0239999999999,1243.5119999999999,994.80960000000005,820.71791999999994,497.40479999999985,248.70240000000013,0,8.9]
[null,null,"2002-11-29T12:00:00",11,29,12,5,"všední",2.5,2.5,324,2127.06,1063.53,850.82400000000007,701.92979999999989,425.41199999999986,212.70599999999993,0,11.5]
[null,null,"2002-11-29T15:00:00",11,29,15,5,"všední",1.5,"","",0,0,0,0,0,0,0,12.1]
[null,null,"2002-11-29T19:00:00",11,29,19,5,"všední",0.3,"","",0,0,0,0,0,0,0,9]
[null,null,"2002-11-29T22:00:00",11,29,22,5,"všední",0.6,"","",0,0,0,0,0,0,0,6.7]
[null,null,"2002-11-30T02:00:00",11,30,2,6,"víkend",-0.35,"","",0,0,0,0,0,0,0,4.2]
[null,null,"2002-11-30T05:00:00",11,30,5,6,"víkend",0.2,"","",0,0,0,0,0,0,0,3.9]
[null,null,"2002-11-30T08:00:00",11,30,8,6,"víkend",0.7,"","",0,0,0,0,0,0,0,5.3]
[null,null,"2002-11-30T09:00:00",11,30,9,6,"víkend",1.7,"","",0,0,0,0,0,0,0,7.5]
[null,null,"2002-11-30T13:00:00",11,30,13,6,"víkend",2.35,"","",0,0,0,0,0,0,0,11.8]
[null,null,"2002-11-30T16:00:00",11,30,16,6,"víkend",1.5,"","",0,0,0,0,0,0,0,11.6]
[null,null,"2002-11-30T20:00:00",11,30,20,6,"víkend",1.85,"","",0,0,0,0,0,0,0,8.4]
[null,null,"2002-11-30T23:00:00",11,30,23,6,"víkend",1.6,"","",0,0,0,0,0,0,0,6.6]
[null,null,"2002-12-01T03:00:00",12,1,3,7,"víkend",0.85,"","",0,{"$f":"IF($K6544=\"\",0,$K6544/3600*1.2*1010*($L$1-(M$11/100*($L$1-$I6544)+$I6544)))","v":0},0,0,0,0,0,6.1]
[null,null,"2002-12-01T06:00:00",12,1,6,7,"víkend",0.7,"","",0,0,0,0,0,0,0,5.9]
[null,null,"2002-12-01T10:00:00",12,1,10,7,"víkend",1.25,"","",0,0,0,0,0,0,0,8.3000000000000007]
[null,null,"2002-12-01T11:00:00",12,1,11,7,"víkend",1.4,"","",0,0,0,0,0,0,0,9.3000000000000007]
[null,null,"2002-12-01T14:00:00",12,1,14,7,"víkend",1.6,"","",0,0,0,0,0,0,0,9.8000000000000007]
[null,null,"2002-12-01T17:00:00",12,1,17,7,"víkend",1.4,"","",0,0,0,0,0,0,0,8.4]
[null,null,"2002-12-01T21:00:00",12,1,21,7,"víkend",1.7,"","",0,0,0,0,0,0,0,7.2]
[null,null,"2002-12-02",12,1,24,1,"všední",1.95,"","",0,0,0,0,0,0,0,4.0999999999999996]
[null,null,"2002-12-02T04:00:00",12,2,4,1,"všední",1.35,"","",0,0,0,0,0,0,0,2.2000000000000002]
[null,null,"2002-12-02T07:00:00",12,2,7,1,"všední",0,"","",0,0,0,0,0,0,0,2.4]
[null,null,"2002-12-02T11:00:00",12,2,11,1,"všední",2.1,2.1,324,2170.692,1085.346,868.27680000000009,716.32835999999998,434.13840000000005,217.06919999999982,0,7.8]
[null,null,"2002-12-02T12:00:00",12,2,12,1,"všední",2.5,2.5,324,2127.06,1063.53,850.82400000000007,701.92979999999989,425.41199999999986,212.70599999999993,0,12.2]
[null,null,"2002-12-02T15:00:00",12,2,15,1,"všední",2.5499999999999998,"","",0,0,0,0,0,0,0,13]
[null,null,"2002-12-02T19:00:00",12,2,19,1,"všední",0.45,"","",0,{"$f":"IF($K6584=\"\",0,$K6584/3600*1.2*1010*($L$1-(M$11/100*($L$1-$I6584)+$I6584)))","v":0},0,0,0,0,0,9.6]
[null,null,"2002-12-02T22:00:00",12,2,22,1,"všední",-1.9,"","",0,0,0,0,0,0,0,6.5]
[null,null,"2002-12-03T01:00:00",12,3,1,2,"všední",-1.65,"","",0,0,0,0,0,0,0,4.8]
[null,null,"2002-12-03T05:00:00",12,3,5,2,"všední",-0.3,"","",0,{"$f":"IF($K6594=\"\",0,$K6594/3600*1.2*1010*($L$1-(M$11/100*($L$1-$I6594)+$I6594)))","v":0},0,0,0,0,0,2.2000000000000002]
[null,null,"2002-12-03T08:00:00",12,3,8,2,"všední",-0.2,-0.2,324,2421.576,1210.788,968.63040000000012,799.1200799999998,484.31519999999972,242.15759999999986,0,4.0999999999999996]
[null,null,"2002-12-03T12:00:00",12,3,12,2,"všední",0.2,0.2,324,2377.944,1188.972,951.1776000000001,784.72151999999994,475.58879999999994,237.79439999999997,0,11.8]
[null,null,"2002-12-03T13:00:00",12,3,13,2,"všední",0.15,0.15,324,2383.3980000000001,1191.6989999999998,953.35919999999976,786.52133999999978,476.67960000000011,238.33979999999985,0,12.2]
[null,null,"2002-12-03T16:00:00",12,3,16,2,"všední",-0.2,"","",0,0,0,0,0,0,0,12.2]
[null,null,"2002-12-03T20:00:00",12,3,20,2,"všední",-0.7,"","",0,0,0,0,0,0,0,7.4]
[null,null,"2002-12-03T23:00:00",12,3,23,2,"všední",-0.95,"","",0,0,0,0,0,0,0,5.6]
[null,null,"2002-12-04T02:00:00",12,4,2,3,"všední",-1.35,"","",0,0,0,0,0,0,0,4.2]
[null,null,"2002-12-04T05:00:00",12,4,5,3,"všední",-1.75,"","",0,0,0,0,0,0,0,4]
[null,null,"2002-12-04T10:00:00",12,4,10,3,"všední",-1.1499999999999999,-1.1499999999999999,324,2525.2019999999998,1262.6010000000001,1010.0808000000002,833.31665999999996,505.04039999999986,252.52019999999976,0,11]
[null,null,"2002-12-04T11:00:00",12,4,11,3,"všední",-0.55000000000000004,-0.55000000000000004,324,2459.7539999999999,{"$f":"IF($K6624=\"\",0,$K6624/3600*1.2*1010*($L$1-(M$11/100*($L$1-$I6624)+$I6624)))","v":1229.877},983.90160000000014,811.71881999999994,491.95079999999979,245.97539999999989,0,12.5]
[null,null,"2002-12-04T14:00:00",12,4,14,3,"všední",0.75,"","",0,0,0,0,0,0,0,14.5]
[null,null,"2002-12-04T17:00:00",12,4,17,3,"všední",0.65,"","",0,0,0,0,0,0,0,12.3]
[null,null,"2002-12-04T21:00:00",12,4,21,3,"všední",2,"","",0,{"$f":"IF($K6634=\"\",0,$K6634/3600*1.2*1010*($L$1-(M$11/100*($L$1-$I6634)+$I6634)))","v":0},0,0,0,0,0,8.3000000000000007]
[null,null,"2002-12-05",12,4,24,4,"všední",2.2000000000000002,"","",0,0,0,0,0,0,0,6.7]
[null,null,"2002-12-05T02:00:00",12,5,2,4,"všední",2.5,"","",0,0,0,0,0,0,0,5.7]
[null,null,"2002-12-05T08:00:00",12,5,8,4,"všední",2.6,2.6,324,2116.1519999999996,1058.076,846.46080000000018,698.33016000000009,423.23039999999986,211.61519999999976,0,6.4]
[null,null,"2002-12-05T11:00:00",12,5,11,4,"všední",1.2,1.2,324,2268.864,1134.432,907.54560000000004,748.72511999999983,453.77280000000002,226.88639999999981,0,13.7]
[null,null,"2002-12-05T12:00:00",12,5,12,4,"všední",1.35,1.35,324,2252.502,1126.2510000000002,901.00080000000014,743.32566000000008,450.5003999999999,225.25019999999975,0,14.1]
[null,null,"2002-12-05T15:00:00",12,5,15,4,"všední",1.3,"","",0,0,0,0,0,0,0,14.6]
[null,null,{"$f":"C6654+1/24","v":"2002-12-05T18:00:00"},12,5,18,4,"všední",0.9,"","",0,0,0,0,0,0,0,11.8]
[null,null,"2002-12-05T22:00:00",12,5,22,4,"všední",0.7,"","",0,0,0,0,0,0,0,8.8000000000000007]
[null,null,"2002-12-06T01:00:00",12,6,1,5,"všední",0,"","",0,0,0,0,0,0,0,7.6]
[null,null,"2002-12-06T03:00:00",12,6,3,5,"všední",-0.7,"","",0,{"$f":"IF($K6664=\"\",0,$K6664/3600*1.2*1010*($L$1-(M$11/100*($L$1-$I6664)+$I6664)))","v":0},0,0,0,0,0,7.1]
[null,null,"2002-12-06T09:00:00",12,6,9,5,"všední",-0.7,-0.7,324,{"$f":"IF($K6670=\"\",0,$K6670/3600*1.2*1010*($L$1-(L$11*($L$1-$I6670)+$I6670)))","v":2476.116},1238.058,990.44640000000004,817.11827999999991,495.22319999999991,247.61159999999995,0,9.9]
[null,null,"2002-12-06T12:00:00",12,6,12,5,"všední",-0.6,-0.6,324,2465.2080000000001,1232.6039999999998,986.08319999999992,813.51863999999978,493.04159999999996,246.52079999999978,0,14]
[null,null,"2002-12-06T13:00:00",12,6,13,5,"všední",-0.7,-0.7,324,2476.116,{"$f":"IF($K6674=\"\",0,$K6674/3600*1.2*1010*($L$1-(M$11/100*($L$1-$I6674)+$I6674)))","v":1238.058},990.44640000000004,817.11827999999991,495.22319999999991,247.61159999999995,0,15]
[null,null,"2002-12-06T16:00:00",12,6,16,5,"všední",-1,"","",0,0,0,0,0,0,0,14.7]
[null,null,"2002-12-06T19:00:00",12,6,19,5,"všední",-1.1000000000000001,"","",0,0,0,0,0,0,0,12]
[null,null,"2002-12-06T23:00:00",12,6,23,5,"všední",-0.8,"","",0,{"$f":"IF($K6684=\"\",0,$K6684/3600*1.2*1010*($L$1-(M$11/100*($L$1-$I6684)+$I6684)))","v":0},0,0,0,0,0,9.4]
[null,null,"2002-12-07T04:00:00",12,7,4,6,"víkend",0.65,"","",0,0,0,0,0,0,0,7.7]
[null,null,"2002-12-07T07:00:00",12,7,7,6,"víkend",0.65,"","",0,0,0,0,0,0,0,8.1]
[null,null,"2002-12-07T10:00:00",12,7,10,6,"víkend",1.1000000000000001,"","",0,0,0,0,0,0,0,13.6]
[null,null,"2002-12-07T13:00:00",12,7,13,6,"víkend",1.1499999999999999,"","",0,0,0,0,0,0,0,16.8]
[null,null,"2002-12-07T14:00:00",12,7,14,6,"víkend",1.2,"","",0,0,0,0,0,0,0,17.3]
[null,null,"2002-12-07T17:00:00",12,7,17,6,"víkend",1,"","",0,0,0,0,0,0,0,16.600000000000001]
[null,null,"2002-12-07T20:00:00",12,7,20,6,"víkend",1.35,"","",0,0,0,0,0,0,0,13.6]
[null,null,"2002-12-08T01:00:00",12,8,1,7,"víkend",1.3,"","",0,0,0,0,0,0,0,12.6]
[null,null,"2002-12-08T04:00:00",12,8,4,7,"víkend",1.4,"","",0,0,0,0,0,0,0,13.9]
[null,null,"2002-12-08T08:00:00",12,8,8,7,"víkend",0.5,"","",0,0,0,0,0,0,0,14.1]
[null,null,"2002-12-08T11:00:00",12,8,11,7,"víkend",0.35,"","",0,0,0,0,0,0,0,16.7]
[null,null,"2002-12-08T14:00:00",12,8,14,7,"víkend",-0.05,"","",0,0,0,0,0,0,0,19]
[null,null,"2002-12-08T15:00:00",12,8,15,7,"víkend",-0.5,"","",0,{"$f":"IF($K6724=\"\",0,$K6724/3600*1.2*1010*($L$1-(M$11/100*($L$1-$I6724)+$I6724)))","v":0},0,0,0,0,0,18.7]
[null,null,"2002-12-08T18:00:00",12,8,{"$f":"+F6703","v":18},7,"víkend",-1.3,"","",0,0,0,0,0,0,0,15.1]
[null,null,"2002-12-08T22:00:00",12,8,22,7,"víkend",-3.3,"","",0,0,0,0,0,0,0,11.6]
[null,null,"2002-12-09T02:00:00",12,9,2,{"$f":"WEEKDAY(C6735-1)","v":1},{"$f":"IF(G6735=6,\"víkend\",IF(G6735=7,\"víkend\",\"všední\"))","v":"všední"},-7.55,{"$f":"+IF(K6735=\"\",\"\",I6735)","v":""},"",0,0,0,0,0,0,0,8.6]
[null,null,"2002-12-09T05:00:00",12,9,5,1,"všední",-10.6,"","",0,0,0,0,0,0,0,8.1]
[null,null,"2002-12-09T09:00:00",12,9,9,1,"všední",-10.050000000000001,-10.050000000000001,{"$f":"IF(H6742=\"víkend\",\"\",IF(I6742>$N$1,\"\",IF(OR(F6742<$E$5,F6742>$E$6),\"\",$L$4)))","v":324},3496.0139999999997,1748.0070000000003,1398.4056000000005,1153.6846200000002,699.20280000000002,349.60140000000018,3.8753000808355864E-13,11.8]
[null,null,"2002-12-09T11:59:59.999",12,9,12,1,"všední",-7.2,-7.2,324,3185.136,1592.5680000000002,1274.0544,1051.0948799999999,637.02719999999999,318.51359999999977,0,15.4]
[null,null,"2002-12-09T14:59:59.999",12,9,15,1,"všední",-8,"","",0,0,0,0,0,0,0,13.8]
[null,null,"2002-12-09T15:59:59.999",12,9,16,1,"všední",-9,"","",0,0,0,0,0,0,0,13.8]
[null,null,"2002-12-09T18:59:59.999",12,9,19,1,"všední",-9.65,"","",0,0,0,0,0,0,0,13.6]
[null,null,"2002-12-09T22:59:59.999",12,9,23,1,"všední",-11.65,"","",0,0,0,0,0,0,0,9.9]
[null,null,"2002-12-10T02:59:59.999",12,10,3,2,"všední",-15,"","",0,0,0,0,0,0,0,7.1]
[null,null,"2002-12-10T05:59:59.999",12,10,6,2,"všední",-14.25,"","",0,0,0,0,0,0,0,7]
[null,null,"2002-12-10T09:59:59.999",12,10,10,2,"všední",-11.85,-11.85,324,3692.3580000000002,1846.1789999999996,1476.9432000000002,1218.4781399999999,738.47159999999974,369.23579999999976,0,11.3]
[null,null,"2002-12-10T12:59:59.999",12,10,13,2,"všední",-8.1999999999999993,-8.1999999999999993,324,3294.2159999999999,1647.1079999999999,1317.6864000000003,1087.0912799999996,658.84319999999991,329.42159999999996,0,13.9]
[null,null,"2002-12-10T15:59:59.999",12,10,16,2,"všední",-7.9,"","",0,0,0,0,0,0,0,15.2]
[null,null,"2002-12-10T16:59:59.999",12,10,17,2,"všední",-8.15,"","",0,{"$f":"IF($K6774=\"\",0,$K6774/3600*1.2*1010*($L$1-(M$11/100*($L$1-$I6774)+$I6774)))","v":0},0,0,0,0,0,14.9]
[null,null,"2002-12-10T19:59:59.999",12,10,20,2,"všední",-8.5,"","",0,0,0,0,0,0,0,9]
[null,null,"2002-12-11T00:59:59.999",12,11,1,3,"všední",-6.2,"","",0,0,0,0,0,0,0,7.6]
[null,null,"2002-12-11T03:59:59.999",12,11,4,3,"všední",-6.7,"","",0,0,0,0,0,0,0,6]
[null,null,"2002-12-11T06:59:59.999",12,11,7,3,"všední",-9.25,"","",0,0,0,0,0,0,0,4.5999999999999996]
[null,null,"2002-12-11T10:59:59.999",12,11,11,3,"všední",-2.35,-2.35,324,2656.098,1328.0489999999998,1062.4392,876.51233999999965,531.21959999999967,265.60979999999984,0,15.2]
[null,null,"2002-12-11T13:59:59.999",12,11,14,3,"všední",-0.95,"","",0,0,0,0,0,0,0,20.9]
[null,null,"2002-12-11T14:59:59.999",12,11,15,3,"všední",-1.85,"","",0,0,0,0,0,0,0,20.9]
[null,null,"2002-12-11T17:59:59.999",12,11,18,{"$f":"WEEKDAY(C6799-1)","v":3},{"$f":"IF(G6799=6,\"víkend\",IF(G6799=7,\"víkend\",\"všední\"))","v":"všední"},-4.1500000000000004,{"$f":"+IF(K6799=\"\",\"\",I6799)","v":""},"",0,0,0,0,0,0,0,15.3]
[null,null,"2002-12-11T20:59:59.999",12,11,21,3,"všední",-5.65,"","",0,0,0,0,0,0,0,15.4]
[null,null,"2002-12-12T01:59:59.999",12,12,2,4,"všední",-9.75,"","",0,0,0,0,0,0,0,12.8]
[null,null,"2002-12-12T04:59:59.999",12,12,5,4,"všední",-10,"","",0,0,0,0,0,0,0,11.5]
[null,null,"2002-12-12T07:59:59.999",12,12,8,4,"všední",-10.15,-10.15,324,3506.9219999999996,1753.4610000000002,1402.7688000000001,1157.2842599999999,701.38440000000014,350.69220000000035,0,13.9]
[null,null,"2002-12-12T11:59:59.999",12,12,12,4,"všední",-7.35,-7.35,324,3201.498,1600.7489999999998,1280.5992000000001,1056.4943399999995,640.29959999999971,320.14979999999946,0,18.2]
[null,null,"2002-12-12T14:59:59.999",12,12,15,4,"všední",-6.7,"","",0,0,0,0,0,0,0,19.399999999999999]
[null,null,"2002-12-12T15:59:59.999",12,12,16,4,"všední",-6.85,"","",0,0,0,0,0,0,0,18.600000000000001]
[null,null,"2002-12-12T21:59:59.999",12,12,22,4,"všední",-7.85,"","",0,0,0,0,0,0,0,16.5]
[null,null,"2002-12-12T22:59:59.999",12,12,23,4,"všední",-8.1,"","",0,0,0,0,0,0,0,16.5]
[null,null,"2002-12-13T02:59:59.999",12,13,3,5,"všední",-10.15,"","",0,0,0,0,0,0,0,16.399999999999999]
[null,null,"2002-12-13T05:59:59.999",12,13,6,5,"všední",-10,"","",0,0,0,0,0,0,0,15.6]
[null,null,"2002-12-13T08:59:59.999",12,13,9,5,"všední",-11,-11,324,3599.64,1799.82,1439.856,1187.8811999999996,719.92799999999977,359.96400000000006,0,16.600000000000001]
[null,null,"2002-12-13T12:59:59.999",12,13,13,5,"všední",-6.6,-6.6,324,3119.6880000000001,1559.8439999999998,1247.8751999999999,1029.4970399999997,623.93759999999986,311.96879999999993,0,16.600000000000001]
[null,null,"2002-12-13T15:59:59.999",12,13,16,5,"všední",-7.4,"","",0,0,0,0,0,0,0,14.8]
[null,null,"2002-12-13T18:59:59.999",12,13,19,5,"všední",-8.1999999999999993,"","",0,0,0,0,0,0,0,10.4]
[null,null,"2002-12-13T20:59:59.999",12,13,21,5,"všední",-9.0500000000000007,"","",0,0,0,0,0,0,0,9.1999999999999993]
[null,null,"2002-12-13T23:59:59.999",12,13,24,6,"víkend",-7.45,"","",0,0,0,0,0,0,0,6.9]
[null,null,"2002-12-14T03:59:59.999",12,14,4,6,"víkend",-4.3499999999999996,"","",0,0,0,0,0,0,0,6.3]
[null,null,"2002-12-14T06:59:59.999",12,14,7,6,"víkend",-3.7,"","",0,0,0,0,0,0,0,5.8]
[null,null,"2002-12-14T10:59:59.999",12,14,11,6,"víkend",0.6,"","",0,{"$f":"IF($K6864=\"\",0,$K6864/3600*1.2*1010*($L$1-(M$11/100*($L$1-$I6864)+$I6864)))","v":0},0,0,0,0,0,12.1]
[null,null,"2002-12-14T13:59:59.999",12,14,14,6,"víkend",2.5,"","",0,0,0,0,0,0,0,14]
[null,null,"2002-12-14T16:59:59.999",12,14,17,6,"víkend",0.3,"",{"$f":"IF(H6870=\"víkend\",\"\",IF(I6870>$N$1,\"\",IF(OR(F6870<$E$5,F6870>$E$6),\"\",$L$4)))","v":""},0,0,0,0,0,0,0,11.8]
[null,null,"2002-12-14T19:59:59.999",12,14,20,6,"víkend",-1.3,"","",0,0,0,0,0,0,0,10.199999999999999]
[null,null,"2002-12-14T21:59:59.999",12,14,22,6,"víkend",-1.95,"","",0,0,0,0,0,0,0,9.1999999999999993]
[null,null,"2002-12-15T00:59:59.999",12,15,1,7,"víkend",-3.35,"","",0,0,0,0,0,0,0,7.6]
[null,null,"2002-12-15T04:59:59.999",12,15,5,7,"víkend",-4.5999999999999996,"","",0,0,0,0,0,0,0,5.8]
[null,null,"2002-12-15T07:59:59.999",12,15,8,7,"víkend",-6.65,"","",0,0,0,0,0,0,0,8.4]
[null,null,"2002-12-15T11:59:59.999",12,15,12,7,"víkend",0.75,"","",0,0,0,0,0,0,0,14.5]
[null,null,"2002-12-15T14:59:59.999",12,15,15,7,"víkend",-0.45,"","",0,0,0,0,0,0,0,15.2]
[null,null,"2002-12-15T16:59:59.999",12,15,17,7,"víkend",-2.4,"","",0,{"$f":"IF($K6894=\"\",0,$K6894/3600*1.2*1010*($L$1-(M$11/100*($L$1-$I6894)+$I6894)))","v":0},0,0,0,0,0,13.6]
[null,null,"2002-12-15T19:59:59.999",12,15,20,7,"víkend",-4.3,"","",0,0,0,0,0,0,0,9.8000000000000007]
[null,null,"2002-12-15T22:59:59.999",12,15,23,7,"víkend",-6.2,"","",0,0,0,0,0,0,0,8.6]
[null,null,"2002-12-16T02:59:59.999",12,16,3,1,"všední",-8.15,"","",0,{"$f":"IF($K6904=\"\",0,$K6904/3600*1.2*1010*($L$1-(M$11/100*($L$1-$I6904)+$I6904)))","v":0},0,0,0,0,0,7.2]
[null,null,"2002-12-16T05:59:59.999",12,16,6,1,"všední",-7.65,"","",0,0,0,0,0,0,0,9.1999999999999993]
[null,null,"2002-12-16T08:59:59.999",12,16,9,1,"všední",-7.05,-7.05,324,3168.7739999999999,1584.3869999999997,1267.5096000000001,1045.6954199999998,633.75479999999982,316.87740000000014,0,9.6]
[null,null,"2002-12-16T12:59:59.999",12,16,13,1,"všední",-1.4,-1.4,324,2552.4719999999998,{"$f":"IF($K6914=\"\",0,$K6914/3600*1.2*1010*($L$1-(M$11/100*($L$1-$I6914)+$I6914)))","v":1276.2360000000001},1020.9888000000001,842.31575999999995,510.49439999999998,255.24719999999999,0,13.9]
[null,null,"2002-12-16T13:59:59.999",12,16,14,1,"všední",-1.05,"","",0,0,0,0,0,0,0,14.3]
[null,null,"2002-12-16T19:59:59.999",12,16,20,1,"všední",-4.8499999999999996,"","",0,0,0,0,0,0,0,13.3]
[null,null,"2002-12-16T20:59:59.999",12,16,21,1,"všední",-5.3,"","",0,0,0,0,0,0,0,13.4]
[null,null,"2002-12-16T23:59:59.999",12,16,24,2,"všední",-5.45,"","",0,0,0,0,0,0,0,12.1]
[null,null,"2002-12-17T03:59:59.999",12,17,4,2,"všední",-6.7,"","",0,0,0,0,0,0,0,9.4]
[null,null,"2002-12-17T06:59:59.999",12,17,7,2,"všední",-7.5,"","",0,0,0,0,0,0,0,9.4]
[null,null,"2002-12-17T09:59:59.999",12,17,10,2,"všední",-5.8,-5.8,324,3032.424,1516.2119999999998,1212.9696000000001,1000.6999199999999,606.48479999999984,303.24240000000015,0,15]
[null,null,"2002-12-17T13:59:59.999",12,17,14,2,"všední",-2.5,"","",0,0,0,0,0,0,0,22]
[null,null,"2002-12-17T14:59:59.999",12,17,15,2,"všední",-2.8,"","",0,0,0,0,0,0,0,21.6]
[null,null,"2002-12-17T20:59:59.999",12,17,21,2,"všední",-1.05,"","",0,0,0,0,0,0,0,14.9]
[null,null,"2002-12-17T21:59:59.999",12,17,22,2,"všední",-0.7,"","",0,0,0,0,0,0,0,13.9]
[null,null,"2002-12-18T00:59:59.999",12,18,1,3,"všední",0.15,"","",0,0,0,0,0,0,0,12.4]
[null,null,"2002-12-18T04:59:59.999",12,18,5,3,"všední",2,"","",0,{"$f":"IF($K6954=\"\",0,$K6954/3600*1.2*1010*($L$1-(M$11/100*($L$1-$I6954)+$I6954)))","v":0},0,0,0,0,0,11.8]
[null,null,"2002-12-18T07:59:59.999",12,18,8,3,"všední",3.45,3.45,324,2023.434,1011.7169999999999,809.37359999999978,667.73321999999973,404.68679999999972,202.34340000000003,0,13.1]
[null,null,"2002-12-18T10:59:59.999",12,18,11,3,"všední",4.6500000000000004,4.6500000000000004,324,1892.5380000000002,946.26899999999989,757.01519999999994,624.53753999999958,378.50759999999985,189.25379999999993,0,13.8]
[null,null,"2002-12-18T15:59:59.999",12,18,16,3,"všední",3.8,"","",0,0,0,0,0,0,0,12.6]
[null,null,"2002-12-18T18:59:59.999",12,18,19,3,"všední",3.05,"","",0,0,0,0,0,0,0,10.8]
[null,null,"2002-12-18T19:59:59.999",12,18,20,3,"všední",2.95,"","",0,0,0,0,0,0,0,10.199999999999999]
[null,null,"2002-12-18T22:59:59.999",12,18,23,3,"všední",2.5,"","",0,0,0,0,0,0,0,10.1]
[null,null,{"$f":"C6974+1/24","v":"2002-12-19T01:59:59.999"},12,19,2,4,"všední",1.95,"","",0,0,0,0,0,0,0,10]
[null,null,"2002-12-19T05:59:59.999",12,19,6,4,"všední",0.8,"","",0,0,0,0,0,0,0,9.4]
[null,null,"2002-12-19T08:59:59.999",12,19,9,4,"všední",1.7,1.7,324,2214.3240000000001,1107.162,885.72960000000012,730.72691999999995,442.86479999999983,221.43240000000011,0,10.3]
[null,null,"2002-12-19T12:59:59.999",12,19,13,4,"všední",1.3,1.3,324,2257.9559999999997,1128.9779999999998,903.18239999999992,745.12547999999992,451.59120000000007,225.79560000000004,0,12.8]
[null,null,"2002-12-19T16:59:59.999",12,19,17,4,"všední",2.2000000000000002,"","",{"$f":"IF($K6990=\"\",0,$K6990/3600*1.2*1010*($L$1-(L$11*($L$1-$I6990)+$I6990)))","v":0},0,0,0,0,0,0,11.7]
[null,null,"2002-12-19T19:59:59.999",12,19,20,4,"všední",4.3499999999999996,"","",0,0,0,0,0,0,0,8.6]
[null,null,"2002-12-19T20:59:59.999",12,19,21,4,"všední",5.05,"","",0,0,0,0,0,0,0,7.9]
[null,null,null,null,null,null,null,null,null,null,null,null,null,null,null,null,null,null,5.2]
[null,null,null,null,null,null,null,null,null,null,null,null,null,null,null,null,null,null,4.0999999999999996]
[null,null,null,null,null,null,null,null,null,null,null,null,null,null,null,null,null,null,4.5999999999999996]
[null,null,null,null,null,null,null,null,null,null,null,null,null,null,null,null,null,null,5.5]
[null,null,null,null,null,null,null,null,null,null,null,null,null,null,null,null,null,null,7.8]
[null,null,null,null,null,null,null,null,null,null,null,null,null,null,null,null,null,null,7.3]
[null,null,null,null,null,null,null,null,null,null,null,null,null,null,null,null,null,null,7]
[null,null,null,null,null,null,null,null,null,null,null,null,null,null,null,null,null,null,7]
[null,null,null,null,null,null,null,null,null,null,null,null,null,null,null,null,null,null,7.2]
[null,null,null,null,null,null,null,null,null,null,null,null,null,null,null,null,null,null,7.3]
[null,null,null,null,null,null,null,null,null,null,null,null,null,null,null,null,null,null,7.9]
[null,null,null,null,null,null,null,null,null,null,null,null,null,null,null,null,null,null,11.4]
[null,null,null,null,null,null,null,null,null,null,null,null,null,null,null,null,null,null,11]
[null,null,null,null,null,null,null,null,null,null,null,null,null,null,null,null,null,null,10.9]
[null,null,null,null,null,null,null,null,null,null,null,null,null,null,null,null,null,null,10.199999999999999]
[null,null,null,null,null,null,null,null,null,null,null,null,null,null,null,null,null,null,10.3]
[null,null,null,null,null,null,null,null,null,null,null,null,null,null,null,null,null,null,10.3]
[null,null,null,null,null,null,null,null,null,null,null,null,null,null,null,null,null,null,10]
[null,null,null,null,null,null,null,null,null,null,null,null,null,null,null,null,null,null,9.8000000000000007]
[null,null,null,null,null,null,null,null,null,null,null,null,null,null,null,null,null,null,11.3]
[null,null,null,null,null,null,null,null,null,null,null,null,null,null,null,null,null,null,11.4]
[null,null,null,null,null,null,null,null,null,null,null,null,null,null,null,null,null,null,10.7]
[null,null,null,null,null,null,null,null,null,null,null,null,null,null,null,null,null,null,7.6]
[null,null,null,null,null,null,null,null,null,null,null,null,null,null,null,null,null,null,7.2]
[null,null,null,null,null,null,null,null,null,null,null,null,null,null,null,null,null,null,6.1]
[null,null,null,null,null,null,null,null,null,null,null,null,null,null,null,null,null,null,7.2]
[null,null,null,null,null,null,null,null,null,null,null,null,null,null,null,null,null,null,8]
[null,null,null,null,null,null,null,null,null,null,null,null,null,null,null,null,null,null,11.2]
[null,null,null,null,null,null,null,null,null,null,null,null,null,null,null,null,null,null,9.8000000000000007]
[null,null,null,null,null,null,null,null,null,null,null,null,null,null,null,null,null,null,9]
[null,null,null,null,null,null,null,null,null,null,null,null,null,null,null,null,null,null,8.6999999999999993]
[null,null,null,null,null,null,null,null,null,null,null,null,null,null,null,null,null,null,8.6]
[null,null,null,null,null,null,null,null,null,null,null,null,null,null,null,null,null,null,8.4]
[null,null,null,null,null,null,null,null,null,null,null,null,null,null,null,null,null,null,9.5]
[null,null,null,null,null,null,null,null,null,null,null,null,null,null,null,null,null,null,9.5]
[null,null,null,null,null,null,null,null,null,null,null,null,null,null,null,null,null,null,10.8]
[null,null,null,null,null,null,null,null,null,null,null,null,null,null,null,null,null,null,10.199999999999999]
[null,null,null,null,null,null,null,null,null,null,null,null,null,null,null,null,null,null,9.6]
[null,null,null,null,null,null,null,null,null,null,null,null,null,null,null,null,null,null,9.1999999999999993]
[null,null,null,null,null,null,null,null,null,null,null,null,null,null,null,null,null,null,9.3000000000000007]
[null,null,null,null,null,null,null,null,null,null,null,null,null,null,null,null,null,null,8.4]
[null,null,null,null,null,null,null,null,null,null,null,null,null,null,null,null,null,null,11.2]
[null,null,null,null,null,null,null,null,null,null,null,null,null,null,null,null,null,null,14]
[null,null,null,null,null,null,null,null,null,null,null,null,null,null,null,null,null,null,13.6]
[null,null,null,null,null,null,null,null,null,null,null,null,null,null,null,null,null,null,10.7]
[null,null,null,null,null,null,null,null,null,null,null,null,null,null,null,null,null,null,9.9]
[null,null,null,null,null,null,null,null,null,null,null,null,null,null,null,null,null,null,9.6999999999999993]
[null,null,null,null,null,null,null,null,null,null,null,null,null,null,null,null,null,null,8.6999999999999993]
[null,null,null,null,null,null,null,null,null,null,null,null,null,null,null,null,null,null,8.4]
[null,null,null,null,null,null,null,null,null,null,null,null,null,null,null,null,null,null,9.4]
[null,null,null,null,null,null,null,null,null,null,null,null,null,null,null,null,null,null,8.4]
[null,null,null,null,null,null,null,null,null,null,null,null,null,null,null,null,null,null,7.7]
[null,null,null,null,null,null,null,null,null,null,null,null,null,null,null,null,null,null,7.4]
[null,null,null,null,null,null,null,null,null,null,null,null,null,null,null,null,null,null,6.8]
[null,null,null,null,null,null,null,null,null,null,null,null,null,null,null,null,null,null,6.6]
[null,null,null,null,null,null,null,null,null,null,null,null,null,null,null,null,null,null,3]
[null,null,null,null,null,null,null,null,null,null,null,null,null,null,null,null,null,null,3.4]
[null,null,null,null,null,null,null,null,null,null,null,null,null,null,null,null,null,null,8.4]
[null,null,null,null,null,null,null,null,null,null,null,null,null,null,null,null,null,null,8.4]
[null,null,null,null,null,null,null,null,null,null,null,null,null,null,null,null,null,null,5.4]
[null,null,null,null,null,null,null,null,null,null,null,null,null,null,null,null,null,null,3.6]
[null,null,null,null,null,null,null,null,null,null,null,null,null,null,null,null,null,null,2]
[null,null,null,null,null,null,null,null,null,null,null,null,null,null,null,null,null,null,1.5]
[null,null,null,null,null,null,null,null,null,null,null,null,null,null,null,null,null,null,-0.4]
[null,null,null,null,null,null,null,null,null,null,null,null,null,null,null,null,null,null,3.4]
[null,null,null,null,null,null,null,null,null,null,null,null,null,null,null,null,null,null,8.8000000000000007]
[null,null,null,null,null,null,null,null,null,null,null,null,null,null,null,null,null,null,9.3000000000000007]
[null,null,null,null,null,null,null,null,null,null,null,null,null,null,null,null,null,null,6.1]
[null,null,null,null,null,null,null,null,null,null,null,null,null,null,null,null,null,null,4.0999999999999996]
[null,null,null,null,null,null,null,null,null,null,null,null,null,null,null,null,null,null,3.3]
[null,null,null,null,null,null,null,null,null,null,null,null,null,null,null,null,null,null,3.4]
[null,null,null,null,null,null,null,null,null,null,null,null,null,null,null,null,null,null,3]
[null,null,null,null,null,null,null,null,null,null,null,null,null,null,null,null,null,null,8.1999999999999993]
[null,null,null,null,null,null,null,null,null,null,null,null,null,null,null,null,null,null,9.6]
[null,null,null,null,null,null,null,null,null,null,null,null,null,null,null,null,null,null,7.2]
[null,null,null,null,null,null,null,null,null,null,null,null,null,null,null,null,null,null,6.4]
[null,null,null,null,null,null,null,null,null,null,null,null,null,null,null,null,null,null,6.2]
[null,null,null,null,null,null,null,null,null,null,null,null,null,null,null,null,null,null,5.3]
[null,null,null,null,null,null,null,null,null,null,null,null,null,null,null,null,null,null,4.0999999999999996]
[null,null,null,null,null,null,null,null,null,null,null,null,null,null,null,null,null,null,3.4]
[null,null,null,null,null,null,null,null,null,null,null,null,null,null,null,null,null,null,7]
[null,null,null,null,null,null,null,null,null,null,null,null,null,null,null,null,null,null,6.8]
[null,null,null,null,null,null,null,null,null,null,null,null,null,null,null,null,null,null,4.5]
[null,null,null,null,null,null,null,null,null,null,null,null,null,null,null,null,null,null,2.1]
[null,null,null,null,null,null,null,null,null,null,null,null,null,null,null,null,null,null,2.1]
[null,null,null,null,null,null,null,null,null,null,null,null,null,null,null,null,null,null,0.2]
[null,null,null,null,null,null,null,null,null,null,null,null,null,null,null,null,null,null,0.2]
[null,null,null,null,null,null,null,null,null,null,null,null,null,null,null,null,null,null,2.6]
[null,null,null,null,null,null,null,null,null,null,null,null,null,null,null,null,null,null,9.6]
[null,null,null,null,null,null,null,null,null,null,null,null,null,null,null,null,null,null,7.8]
[null,null,null,null,null,null,null,null,null,null,null,null,null,null,null,null,null,null,3.9]
[null,null,null,null,null,null,null,null,null,null,null,null,null,null,null,null,null,null,1.8]
[null,null,null,null,null,null,null,null,null,null,null,null,null,null,null,null,null,null,0]
[null,null,null,null,null,null,null,null,null,null,null,null,null,null,null,null,null,null,-2.1]
[null,null,null,null,null,null,null,null,null,null,null,null,null,null,null,null,null,null,-1.6]
[null,null,null,null,null,null,null,null,null,null,null,null,null,null,null,null,null,null,3]
[null,null,null,null,null,null,null,null,null,null,null,null,null,null,null,null,null,null,8.6999999999999993]
[null,null,null,null,null,null,null,null,null,null,null,null,null,null,null,null,null,null,6.2]
[null,null,null,null,null,null,null,null,null,null,null,null,null,null,null,null,null,null,2.6]
[null,null,null,null,null,null,null,null,null,null,null,null,null,null,null,null,null,null,1.8]
[null,null,null,null,null,null,null,null,null,null,null,null,null,null,null,null,null,null,4.9000000000000004]
[null,null,null,null,null,null,null,null,null,null,null,null,null,null,null,null,null,null,6.7]
[null,null,null,null,null,null,null,null,null,null,null,null,null,null,null,null,null,null,7.2]
[null,null,null,null,null,null,null,null,null,null,null,null,null,null,null,null,null,null,9.6999999999999993]
[null,null,null,null,null,null,null,null,null,null,null,null,null,null,null,null,null,null,11.7]
[null,null,null,null,null,null,null,null,null,null,null,null,null,null,null,null,null,null,11.9]
[null,null,null,null,null,null,null,null,null,null,null,null,null,null,null,null,null,null,11.4]
[null,null,null,null,null,null,null,null,null,null,null,null,null,null,null,null,null,null,10.199999999999999]
[null,null,null,null,null,null,null,null,null,null,null,null,null,null,null,null,null,null,9.1999999999999993]
[null,null,null,null,null,null,null,null,null,null,null,null,null,null,null,null,null,null,8.6999999999999993]
[null,null,null,null,null,null,null,null,null,null,null,null,null,null,null,null,null,null,10.9]
[null,null,null,null,null,null,null,null,null,null,null,null,null,null,null,null,null,null,12.4]
[null,null,null,null,null,null,null,null,null,null,null,null,null,null,null,null,null,null,12.3]
[null,null,null,null,null,null,null,null,null,null,null,null,null,null,null,null,null,null,12]
[null,null,null,null,null,null,null,null,null,null,null,null,null,null,null,null,null,null,12]
[null,null,null,null,null,null,null,null,null,null,null,null,null,null,null,null,null,null,11.7]
[null,null,null,null,null,null,null,null,null,null,null,null,null,null,null,null,null,null,11.5]
[null,null,null,null,null,null,null,null,null,null,null,null,null,null,null,null,null,null,11.4]
[null,null,null,null,null,null,null,null,null,null,null,null,null,null,null,null,null,null,12.3]
[null,null,null,null,null,null,null,null,null,null,null,null,null,null,null,null,null,null,13.7]
[null,null,null,null,null,null,null,null,null,null,null,null,null,null,null,null,null,null,11.6]
[null,null,null,null,null,null,null,null,null,null,null,null,null,null,null,null,null,null,9.6]
[null,null,null,null,null,null,null,null,null,null,null,null,null,null,null,null,null,null,8.6999999999999993]
[null,null,null,null,null,null,null,null,null,null,null,null,null,null,null,null,null,null,10.3]
[null,null,null,null,null,null,null,null,null,null,null,null,null,null,null,null,null,null,9.4]
[null,null,null,null,null,null,null,null,null,null,null,null,null,null,null,null,null,null,9.6]
[null,null,null,null,null,null,null,null,null,null,null,null,null,null,null,null,null,null,14.4]
[null,null,null,null,null,null,null,null,null,null,null,null,null,null,null,null,null,null,16.3]
[null,null,null,null,null,null,null,null,null,null,null,null,null,null,null,null,null,null,11]
[null,null,null,null,null,null,null,null,null,null,null,null,null,null,null,null,null,null,9.9]
[null,null,null,null,null,null,null,null,null,null,null,null,null,null,null,null,null,null,8.4]
[null,null,null,null,null,null,null,null,null,null,null,null,null,null,null,null,null,null,6.7]
[null,null,null,null,null,null,null,null,null,null,null,null,null,null,null,null,null,null,5.8]
[null,null,null,null,null,null,null,null,null,null,null,null,null,null,null,null,null,null,6.2]
[null,null,null,null,null,null,null,null,null,null,null,null,null,null,null,null,null,null,12.9]
[null,null,null,null,null,null,null,null,null,null,null,null,null,null,null,null,null,null,13.2]
[null,null,null,null,null,null,null,null,null,null,null,null,null,null,null,null,null,null,10.5]
[null,null,null,null,null,null,null,null,null,null,null,null,null,null,null,null,null,null,8.6999999999999993]
[null,null,null,null,null,null,null,null,null,null,null,null,null,null,null,null,null,null,6.6]
[null,null,null,null,null,null,null,null,null,null,null,null,null,null,null,null,null,null,5.3]
[null,null,null,null,null,null,null,null,null,null,null,null,null,null,null,null,null,null,8.1999999999999993]
[null,null,null,null,null,null,null,null,null,null,null,null,null,null,null,null,null,null,10.199999999999999]
[null,null,null,null,null,null,null,null,null,null,null,null,null,null,null,null,null,null,11.2]
[null,null,null,null,null,null,null,null,null,null,null,null,null,null,null,null,null,null,11.2]
[null,null,null,null,null,null,null,null,null,null,null,null,null,null,null,null,null,null,11.9]
[null,null,null,null,null,null,null,null,null,null,null,null,null,null,null,null,null,null,12.1]
[null,null,null,null,null,null,null,null,null,null,null,null,null,null,null,null,null,null,12.3]
[null,null,null,null,null,null,null,null,null,null,null,null,null,null,null,null,null,null,13.2]
[null,null,null,null,null,null,null,null,null,null,null,null,null,null,null,null,null,null,12.5]
[null,null,null,null,null,null,null,null,null,null,null,null,null,null,null,null,null,null,10.7]
[null,null,null,null,null,null,null,null,null,null,null,null,null,null,null,null,null,null,10.8]
[null,null,null,null,null,null,null,null,null,null,null,null,null,null,null,null,null,null,9.4]
[null,null,null,null,null,null,null,null,null,null,null,null,null,null,null,null,null,null,9.4]
[null,null,null,null,null,null,null,null,null,null,null,null,null,null,null,null,null,null,7.7]
[null,null,null,null,null,null,null,null,null,null,null,null,null,null,null,null,null,null,7.1]
[null,null,null,null,null,null,null,null,null,null,null,null,null,null,null,null,null,null,6.8]
[null,null,null,null,null,null,null,null,null,null,null,null,null,null,null,null,null,null,7.4]
[null,null,null,null,null,null,null,null,null,null,null,null,null,null,null,null,null,null,6.9]
[null,null,null,null,null,null,null,null,null,null,null,null,null,null,null,null,null,null,6.6]
[null,null,null,null,null,null,null,null,null,null,null,null,null,null,null,null,null,null,4.9000000000000004]
[null,null,null,null,null,null,null,null,null,null,null,null,null,null,null,null,null,null,3.6]
[null,null,null,null,null,null,null,null,null,null,null,null,null,null,null,null,null,null,2.9]
[null,null,null,null,null,null,null,null,null,null,null,null,null,null,null,null,null,null,2.2999999999999998]
[null,null,null,null,null,null,null,null,null,null,null,null,null,null,null,null,null,null,5.2]
[null,null,null,null,null,null,null,null,null,null,null,null,null,null,null,null,null,null,6.8]
[null,null,null,null,null,null,null,null,null,null,null,null,null,null,null,null,null,null,8.6]
[null,null,null,null,null,null,null,null,null,null,null,null,null,null,null,null,null,null,8.1999999999999993]
[null,null,null,null,null,null,null,null,null,null,null,null,null,null,null,null,null,null,7]
[null,null,null,null,null,null,null,null,null,null,null,null,null,null,null,null,null,null,6.4]
[null,null,null,null,null,null,null,null,null,null,null,null,null,null,null,null,null,null,5]
[null,null,null,null,null,null,null,null,null,null,null,null,null,null,null,null,null,null,4.3]
[null,null,null,null,null,null,null,null,null,null,null,null,null,null,null,null,null,null,8.3000000000000007]
[null,null,null,null,null,null,null,null,null,null,null,null,null,null,null,null,null,null,9.8000000000000007]
[null,null,null,null,null,null,null,null,null,null,null,null,null,null,null,null,null,null,9.4]
[null,null,null,null,null,null,null,null,null,null,null,null,null,null,null,null,null,null,5.7]
[null,null,null,null,null,null,null,null,null,null,null,null,null,null,null,null,null,null,4.5999999999999996]
[null,null,null,null,null,null,null,null,null,null,null,null,null,null,null,null,null,null,4.3]
[null,null,null,null,null,null,null,null,null,null,null,null,null,null,null,null,null,null,3.6]
[null,null,null,null,null,null,null,null,null,null,null,null,null,null,null,null,null,null,3.4]
[null,null,null,null,null,null,null,null,null,null,null,null,null,null,null,null,null,null,5.6]
[null,null,null,null,null,null,null,null,null,null,null,null,null,null,null,null,null,null,11]
[null,null,null,null,null,null,null,null,null,null,null,null,null,null,null,null,null,null,10.1]
[null,null,null,null,null,null,null,null,null,null,null,null,null,null,null,null,null,null,8]
[null,null,null,null,null,null,null,null,null,null,null,null,null,null,null,null,null,null,5.2]
[null,null,null,null,null,null,null,null,null,null,null,null,null,null,null,null,null,null,5.2]
[null,null,null,null,null,null,null,null,null,null,null,null,null,null,null,null,null,null,5]
[null,null,null,null,null,null,null,null,null,null,null,null,null,null,null,null,null,null,4.5]
[null,null,null,null,null,null,null,null,null,null,null,null,null,null,null,null,null,null,6.6]
[null,null,null,null,null,null,null,null,null,null,null,null,null,null,null,null,null,null,8.4]
[null,null,null,null,null,null,null,null,null,null,null,null,null,null,null,null,null,null,7.4]
[null,null,null,null,null,null,null,null,null,null,null,null,null,null,null,null,null,null,7.2]
[null,null,null,null,null,null,null,null,null,null,null,null,null,null,null,null,null,null,9.1999999999999993]
[null,null,null,null,null,null,null,null,null,null,null,null,null,null,null,null,null,null,5]
[null,null,null,null,null,null,null,null,null,null,null,null,null,null,null,null,null,null,4.5]
[null,null,null,null,null,null,null,null,null,null,null,null,null,null,null,null,null,null,4.5999999999999996]
[null,null,null,null,null,null,null,null,null,null,null,null,null,null,null,null,null,null,11.8]
[null,null,null,null,null,null,null,null,null,null,null,null,null,null,null,null,null,null,11.4]
[null,null,null,null,null,null,null,null,null,null,null,null,null,null,null,null,null,null,9.6]
[null,null,null,null,null,null,null,null,null,null,null,null,null,null,null,null,null,null,6.2]
[null,null,null,null,null,null,null,null,null,null,null,null,null,null,null,null,null,null,4.5999999999999996]
[null,null,null,null,null,null,null,null,null,null,null,null,null,null,null,null,null,null,4.2]
[null,null,null,null,null,null,null,null,null,null,null,null,null,null,null,null,null,null,3.9]
[null,null,null,null,null,null,null,null,null,null,null,null,null,null,null,null,null,null,3.8]
[null,null,null,null,null,null,null,null,null,null,null,null,null,null,null,null,null,null,4.0999999999999996]
[null,null,null,null,null,null,null,null,null,null,null,null,null,null,null,null,null,null,3.4]
[null,null,null,null,null,null,null,null,null,null,null,null,null,null,null,null,null,null,2.9]
[null,null,null,null,null,null,null,null,null,null,null,null,null,null,null,null,null,null,2.6]
[null,null,null,null,null,null,null,null,null,null,null,null,null,null,null,null,null,null,2.5]
[null,null,null,null,null,null,null,null,null,null,null,null,null,null,null,null,null,null,2.5]
[null,null,null,null,null,null,null,null,null,null,null,null,null,null,null,null,null,null,3.8]
[null,null,null,null,null,null,null,null,null,null,null,null,null,null,null,null,null,null,4.3]
[null,null,null,null,null,null,null,null,null,null,null,null,null,null,null,null,null,null,4.5999999999999996]
[null,null,null,null,null,null,null,null,null,null,null,null,null,null,null,null,null,null,4.8]
[null,null,null,null,null,null,null,null,null,null,null,null,null,null,null,null,null,null,5]
[null,null,null,null,null,null,null,null,null,null,null,null,null,null,null,null,null,null,5.2]
[null,null,null,null,null,null,null,null,null,null,null,null,null,null,null,null,null,null,5.0999999999999996]
[null,null,null,null,null,null,null,null,null,null,null,null,null,null,null,null,null,null,5]
[null,null,null,null,null,null,null,null,null,null,null,null,null,null,null,null,null,null,6.2]
[null,null,null,null,null,null,null,null,null,null,null,null,null,null,null,null,null,null,6.2]
[null,null,null,null,null,null,null,null,null,null,null,null,null,null,null,null,null,null,5.9]
[null,null,null,null,null,null,null,null,null,null,null,null,null,null,null,null,null,null,5.3]
[null,null,null,null,null,null,null,null,null,null,null,null,null,null,null,null,null,null,4.8]
[null,null,null,null,null,null,null,null,null,null,null,null,null,null,null,null,null,null,4.3]
[null,null,null,null,null,null,null,null,null,null,null,null,null,null,null,null,null,null,4]
[null,null,null,null,null,null,null,null,null,null,null,null,null,null,null,null,null,null,4.5999999999999996]
[null,null,null,null,null,null,null,null,null,null,null,null,null,null,null,null,null,null,5.2]
[null,null,null,null,null,null,null,null,null,null,null,null,null,null,null,null,null,null,5.3]
[null,null,null,null,null,null,null,null,null,null,null,null,null,null,null,null,null,null,5.4]
[null,null,null,null,null,null,null,null,null,null,null,null,null,null,null,null,null,null,5.3]
[null,null,null,null,null,null,null,null,null,null,null,null,null,null,null,null,null,null,5.3]
[null,null,null,null,null,null,null,null,null,null,null,null,null,null,null,null,null,null,4.8]
[null,null,null,null,null,null,null,null,null,null,null,null,null,null,null,null,null,null,5]
[null,null,null,null,null,null,null,null,null,null,null,null,null,null,null,null,null,null,6]
[null,null,null,null,null,null,null,null,null,null,null,null,null,null,null,null,null,null,8.1999999999999993]
[null,null,null,null,null,null,null,null,null,null,null,null,null,null,null,null,null,null,10.1]
[null,null,null,null,null,null,null,null,null,null,null,null,null,null,null,null,null,null,9.3000000000000007]
[null,null,null,null,null,null,null,null,null,null,null,null,null,null,null,null,null,null,10]
[null,null,null,null,null,null,null,null,null,null,null,null,null,null,null,null,null,null,7.4]
[null,null,null,null,null,null,null,null,null,null,null,null,null,null,null,null,null,null,4.3]
[null,null,null,null,null,null,null,null,null,null,null,null,null,null,null,null,null,null,4.0999999999999996]
[null,null,null,null,null,null,null,null,null,null,null,null,null,null,null,null,null,null,5.4]
[null,null,null,null,null,null,null,null,null,null,null,null,null,null,null,null,null,null,4.9000000000000004]
[null,null,null,null,null,null,null,null,null,null,null,null,null,null,null,null,null,null,4.8]
[null,null,null,null,null,null,null,null,null,null,null,null,null,null,null,null,null,null,3.8]
[null,null,null,null,null,null,null,null,null,null,null,null,null,null,null,null,null,null,2.1]
[null,null,null,null,null,null,null,null,null,null,null,null,null,null,null,null,null,null,1.6]
[null,null,null,null,null,null,null,null,null,null,null,null,null,null,null,null,null,null,1.6]
[null,null,null,null,null,null,null,null,null,null,null,null,null,null,null,null,null,null,2]
[null,null,null,null,null,null,null,null,null,null,null,null,null,null,null,null,null,null,3.9]
[null,null,null,null,null,null,null,null,null,null,null,null,null,null,null,null,null,null,3.5]
[null,null,null,null,null,null,null,null,null,null,null,null,null,null,null,null,null,null,3]
[null,null,null,null,null,null,null,null,null,null,null,null,null,null,null,null,null,null,2.4]
[null,null,null,null,null,null,null,null,null,null,null,null,null,null,null,null,null,null,1.4]
[null,null,null,null,null,null,null,null,null,null,null,null,null,null,null,null,null,null,3.2]
[null,null,null,null,null,null,null,null,null,null,null,null,null,null,null,null,null,null,3.8]
[null,null,null,null,null,null,null,null,null,null,null,null,null,null,null,null,null,null,4.8]
[null,null,null,null,null,null,null,null,null,null,null,null,null,null,null,null,null,null,5.3]
[null,null,null,null,null,null,null,null,null,null,null,null,null,null,null,null,null,null,4.4000000000000004]
[null,null,null,null,null,null,null,null,null,null,null,null,null,null,null,null,null,null,3.5]
[null,null,null,null,null,null,null,null,null,null,null,null,null,null,null,null,null,null,1.6]
[null,null,null,null,null,null,null,null,null,null,null,null,null,null,null,null,null,null,1.7]
[null,null,null,null,null,null,null,null,null,null,null,null,null,null,null,null,null,null,0.7]
[null,null,null,null,null,null,null,null,null,null,null,null,null,null,null,null,null,null,-0.7]
[null,null,null,null,null,null,null,null,null,null,null,null,null,null,null,null,null,null,1.9]
[null,null,null,null,null,null,null,null,null,null,null,null,null,null,null,null,null,null,3.6]
[null,null,null,null,null,null,null,null,null,null,null,null,null,null,null,null,null,null,2.4]
[null,null,null,null,null,null,null,null,null,null,null,null,null,null,null,null,null,null,1.3]
[null,null,null,null,null,null,null,null,null,null,null,null,null,null,null,null,null,null,-0.9]
[null,null,null,null,null,null,null,null,null,null,null,null,null,null,null,null,null,null,-2]
[null,null,null,null,null,null,null,null,null,null,null,null,null,null,null,null,null,null,-3.5]
[null,null,null,null,null,null,null,null,null,null,null,null,null,null,null,null,null,null,-4.5]
[null,null,null,null,null,null,null,null,null,null,null,null,null,null,null,null,null,null,-0.1]
[null,null,null,null,null,null,null,null,null,null,null,null,null,null,null,null,null,null,0.6]
[null,null,null,null,null,null,null,null,null,null,null,null,null,null,null,null,null,null,-0.6]
[null,null,null,null,null,null,null,null,null,null,null,null,null,null,null,null,null,null,-0.5]
[null,null,null,null,null,null,null,null,null,null,null,null,null,null,null,null,null,null,-0.8]
[null,null,null,null,null,null,null,null,null,null,null,null,null,null,null,null,null,null,-0.2]
[null,null,null,null,null,null,null,null,null,null,null,null,null,null,null,null,null,null,-0.3]
[null,null,null,null,null,null,null,null,null,null,null,null,null,null,null,null,null,null,0.7]
[null,null,null,null,null,null,null,null,null,null,null,null,null,null,null,null,null,null,2.1]
[null,null,null,null,null,null,null,null,null,null,null,null,null,null,null,null,null,null,1.3]
[null,null,null,null,null,null,null,null,null,null,null,null,null,null,null,null,null,null,1.1000000000000001]
[null,null,null,null,null,null,null,null,null,null,null,null,null,null,null,null,null,null,0.9]
[null,null,null,null,null,null,null,null,null,null,null,null,null,null,null,null,null,null,-1.4]
[null,null,null,null,null,null,null,null,null,null,null,null,null,null,null,null,null,null,-2]
[null,null,null,null,null,null,null,null,null,null,null,null,null,null,null,null,null,null,-3.2]
[null,null,null,null,null,null,null,null,null,null,null,null,null,null,null,null,null,null,-0.1]
[null,null,null,null,null,null,null,null,null,null,null,null,null,null,null,null,null,null,2.7]
[null,null,null,null,null,null,null,null,null,null,null,null,null,null,null,null,null,null,0.3]
[null,null,null,null,null,null,null,null,null,null,null,null,null,null,null,null,null,null,-0.2]
[null,null,null,null,null,null,null,null,null,null,null,null,null,null,null,null,null,null,0.1]
[null,null,null,null,null,null,null,null,null,null,null,null,null,null,null,null,null,null,0.1]
[null,null,null,null,null,null,null,null,null,null,null,null,null,null,null,null,null,null,-0.6]
[null,null,null,null,null,null,null,null,null,null,null,null,null,null,null,null,null,null,-0.7]
[null,null,null,null,null,null,null,null,null,null,null,null,null,null,null,null,null,null,1]
[null,null,null,null,null,null,null,null,null,null,null,null,null,null,null,null,null,null,1.4]
[null,null,null,null,null,null,null,null,null,null,null,null,null,null,null,null,null,null,1.1000000000000001]
[null,null,null,null,null,null,null,null,null,null,null,null,null,null,null,null,null,null,0.8]
[null,null,null,null,null,null,null,null,null,null,null,null,null,null,null,null,null,null,0.6]
[null,null,null,null,null,null,null,null,null,null,null,null,null,null,null,null,null,null,0.5]
[null,null,null,null,null,null,null,null,null,null,null,null,null,null,null,null,null,null,0.6]
[null,null,null,null,null,null,null,null,null,null,null,null,null,null,null,null,null,null,1.9]
[null,null,null,null,null,null,null,null,null,null,null,null,null,null,null,null,null,null,2.7]
[null,null,null,null,null,null,null,null,null,null,null,null,null,null,null,null,null,null,0.5]
[null,null,null,null,null,null,null,null,null,null,null,null,null,null,null,null,null,null,0.3]
[null,null,null,null,null,null,null,null,null,null,null,null,null,null,null,null,null,null,0.5]
[null,null,null,null,null,null,null,null,null,null,null,null,null,null,null,null,null,null,0.4]
[null,null,null,null,null,null,null,null,null,null,null,null,null,null,null,null,null,null,0.3]
[null,null,null,null,null,null,null,null,null,null,null,null,null,null,null,null,null,null,-0.2]
[null,null,null,null,null,null,null,null,null,null,null,null,null,null,null,null,null,null,-0.3]
[null,null,null,null,null,null,null,null,null,null,null,null,null,null,null,null,null,null,0.5]
[null,null,null,null,null,null,null,null,null,null,null,null,null,null,null,null,null,null,0.5]
[null,null,null,null,null,null,null,null,null,null,null,null,null,null,null,null,null,null,-0.4]
[null,null,null,null,null,null,null,null,null,null,null,null,null,null,null,null,null,null,-0.7]
[null,null,null,null,null,null,null,null,null,null,null,null,null,null,null,null,null,null,-1.7]
[null,null,null,null,null,null,null,null,null,null,null,null,null,null,null,null,null,null,-1.5]
[null,null,null,null,null,null,null,null,null,null,null,null,null,null,null,null,null,null,-1.2]
[null,null,null,null,null,null,null,null,null,null,null,null,null,null,null,null,null,null,1.2]
[null,null,null,null,null,null,null,null,null,null,null,null,null,null,null,null,null,null,2.7]
[null,null,null,null,null,null,null,null,null,null,null,null,null,null,null,null,null,null,0.4]
[null,null,null,null,null,null,null,null,null,null,null,null,null,null,null,null,null,null,0.2]
[null,null,null,null,null,null,null,null,null,null,null,null,null,null,null,null,null,null,1]
[null,null,null,null,null,null,null,null,null,null,null,null,null,null,null,null,null,null,-0.6]
[null,null,null,null,null,null,null,null,null,null,null,null,null,null,null,null,null,null,0]
[null,null,null,null,null,null,null,null,null,null,null,null,null,null,null,null,null,null,1.3]
[null,null,null,null,null,null,null,null,null,null,null,null,null,null,null,null,null,null,2.5]
[null,null,null,null,null,null,null,null,null,null,null,null,null,null,null,null,null,null,2.1]
[null,null,null,null,null,null,null,null,null,null,null,null,null,null,null,null,null,null,2.1]
[null,null,null,null,null,null,null,null,null,null,null,null,null,null,null,null,null,null,1.5]
[null,null,null,null,null,null,null,null,null,null,null,null,null,null,null,null,null,null,1.7]
[null,null,null,null,null,null,null,null,null,null,null,null,null,null,null,null,null,null,1]
[null,null,null,null,null,null,null,null,null,null,null,null,null,null,null,null,null,null,0.5]
[null,null,null,null,null,null,null,null,null,null,null,null,null,null,null,null,null,null,1.2]
[null,null,null,null,null,null,null,null,null,null,null,null,null,null,null,null,null,null,1.6]
[null,null,null,null,null,null,null,null,null,null,null,null,null,null,null,null,null,null,1.4]
[null,null,null,null,null,null,null,null,null,null,null,null,null,null,null,null,null,null,1.6]
[null,null,null,null,null,null,null,null,null,null,null,null,null,null,null,null,null,null,1.9]
[null,null,null,null,null,null,null,null,null,null,null,null,null,null,null,null,null,null,2]
[null,null,null,null,null,null,null,null,null,null,null,null,null,null,null,null,null,null,1.7]
[null,null,null,null,null,null,null,null,null,null,null,null,null,null,null,null,null,null,0]
[null,null,null,null,null,null,null,null,null,null,null,null,null,null,null,null,null,null,2.1]
[null,null,null,null,null,null,null,null,null,null,null,null,null,null,null,null,null,null,2.2999999999999998]
[null,null,null,null,null,null,null,null,null,null,null,null,null,null,null,null,null,null,1.1000000000000001]
[null,null,null,null,null,null,null,null,null,null,null,null,null,null,null,null,null,null,-1.9]
[null,null,null,null,null,null,null,null,null,null,null,null,null,null,null,null,null,null,-1.9]
[null,null,null,null,null,null,null,null,null,null,null,null,null,null,null,null,null,null,-1.4]
[null,null,null,null,null,null,null,null,null,null,null,null,null,null,null,null,null,null,-0.4]
[null,null,null,null,null,null,null,null,null,null,null,null,null,null,null,null,null,null,-0.2]
[null,null,null,null,null,null,null,null,null,null,null,null,null,null,null,null,null,null,0.2]
[null,null,null,null,null,null,null,null,null,null,null,null,null,null,null,null,null,null,-0.2]
[null,null,null,null,null,null,null,null,null,null,null,null,null,null,null,null,null,null,-0.7]
[null,null,null,null,null,null,null,null,null,null,null,null,null,null,null,null,null,null,-0.9]
[null,null,null,null,null,null,null,null,null,null,null,null,null,null,null,null,null,null,-1.3]
[null,null,null,null,null,null,null,null,null,null,null,null,null,null,null,null,null,null,-1.4]
[null,null,null,null,null,null,null,null,null,null,null,null,null,null,null,null,null,null,-1.8]
[null,null,null,null,null,null,null,null,null,null,null,null,null,null,null,null,null,null,-1.4]
[null,null,null,null,null,null,null,null,null,null,null,null,null,null,null,null,null,null,0.8]
[null,null,null,null,null,null,null,null,null,null,null,null,null,null,null,null,null,null,0.7]
[null,null,null,null,null,null,null,null,null,null,null,null,null,null,null,null,null,null,1.7]
[null,null,null,null,null,null,null,null,null,null,null,null,null,null,null,null,null,null,2.2000000000000002]
[null,null,null,null,null,null,null,null,null,null,null,null,null,null,null,null,null,null,2.6]
[null,null,null,null,null,null,null,null,null,null,null,null,null,null,null,null,null,null,2.8]
[null,null,null,null,null,null,null,null,null,null,null,null,null,null,null,null,null,null,2.8]
[null,null,null,null,null,null,null,null,null,null,null,null,null,null,null,null,null,null,1.8]
[null,null,null,null,null,null,null,null,null,null,null,null,null,null,null,null,null,null,1.6]
[null,null,null,null,null,null,null,null,null,null,null,null,null,null,null,null,null,null,1]
[null,null,null,null,null,null,null,null,null,null,null,null,null,null,null,null,null,null,0.8]
[null,null,null,null,null,null,null,null,null,null,null,null,null,null,null,null,null,null,0.2]
[null,null,null,null,null,null,null,null,null,null,null,null,null,null,null,null,null,null,-0.2]
[null,null,null,null,null,null,null,null,null,null,null,null,null,null,null,null,null,null,-0.6]
[null,null,null,null,null,null,null,null,null,null,null,null,null,null,null,null,null,null,-0.6]
[null,null,null,null,null,null,null,null,null,null,null,null,null,null,null,null,null,null,-0.6]
[null,null,null,null,null,null,null,null,null,null,null,null,null,null,null,null,null,null,-0.8]
[null,null,null,null,null,null,null,null,null,null,null,null,null,null,null,null,null,null,-1.2]
[null,null,null,null,null,null,null,null,null,null,null,null,null,null,null,null,null,null,-0.9]
[null,null,null,null,null,null,null,null,null,null,null,null,null,null,null,null,null,null,0]
[null,null,null,null,null,null,null,null,null,null,null,null,null,null,null,null,null,null,0.3]
[null,null,null,null,null,null,null,null,null,null,null,null,null,null,null,null,null,null,0.8]
[null,null,null,null,null,null,null,null,null,null,null,null,null,null,null,null,null,null,1]
[null,null,null,null,null,null,null,null,null,null,null,null,null,null,null,null,null,null,1.2]
[null,null,null,null,null,null,null,null,null,null,null,null,null,null,null,null,null,null,0.9]
[null,null,null,null,null,null,null,null,null,null,null,null,null,null,null,null,null,null,1.3]
[null,null,null,null,null,null,null,null,null,null,null,null,null,null,null,null,null,null,1.3]
[null,null,null,null,null,null,null,null,null,null,null,null,null,null,null,null,null,null,1.4]
[null,null,null,null,null,null,null,null,null,null,null,null,null,null,null,null,null,null,1.4]
[null,null,null,null,null,null,null,null,null,null,null,null,null,null,null,null,null,null,0.5]
[null,null,null,null,null,null,null,null,null,null,null,null,null,null,null,null,null,null,0.5]
[null,null,null,null,null,null,null,null,null,null,null,null,null,null,null,null,null,null,-0.2]
[null,null,null,null,null,null,null,null,null,null,null,null,null,null,null,null,null,null,-1.3]
[null,null,null,null,null,null,null,null,null,null,null,null,null,null,null,null,null,null,-2.8]
[null,null,null,null,null,null,null,null,null,null,null,null,null,null,null,null,null,null,-5.9]
[null,null,null,null,null,null,null,null,null,null,null,null,null,null,null,null,null,null,-9.1999999999999993]
[null,null,null,null,null,null,null,null,null,null,null,null,null,null,null,null,null,null,-12]
[null,null,null,null,null,null,null,null,null,null,null,null,null,null,null,null,null,null,-11.5]
[null,null,null,null,null,null,null,null,null,null,null,null,null,null,null,null,null,null,-7.3]
[null,null,null,null,null,null,null,null,null,null,null,null,null,null,null,null,null,null,-8.3000000000000007]
[null,null,null,null,null,null,null,null,null,null,null,null,null,null,null,null,null,null,-9.8000000000000007]
[null,null,null,null,null,null,null,null,null,null,null,null,null,null,null,null,null,null,-11.3]
[null,null,null,null,null,null,null,null,null,null,null,null,null,null,null,null,null,null,-13.6]
[null,null,null,null,null,null,null,null,null,null,null,null,null,null,null,null,null,null,-15.5]
[null,null,null,null,null,null,null,null,null,null,null,null,null,null,null,null,null,null,-13.9]
[null,null,null,null,null,null,null,null,null,null,null,null,null,null,null,null,null,null,-12.7]
[null,null,null,null,null,null,null,null,null,null,null,null,null,null,null,null,null,null,-7.7]
[null,null,null,null,null,null,null,null,null,null,null,null,null,null,null,null,null,null,-8.1999999999999993]
[null,null,null,null,null,null,null,null,null,null,null,null,null,null,null,null,null,null,-8.6]
[null,null,null,null,null,null,null,null,null,null,null,null,null,null,null,null,null,null,-6.7]
[null,null,null,null,null,null,null,null,null,null,null,null,null,null,null,null,null,null,-6.2]
[null,null,null,null,null,null,null,null,null,null,null,null,null,null,null,null,null,null,-7.2]
[null,null,null,null,null,null,null,null,null,null,null,null,null,null,null,null,null,null,-8.4]
[null,null,null,null,null,null,null,null,null,null,null,null,null,null,null,null,null,null,-9]
[null,null,null,null,null,null,null,null,null,null,null,null,null,null,null,null,null,null,-9.5]
[null,null,null,null,null,null,null,null,null,null,null,null,null,null,null,null,null,null,-7.8]
[null,null,null,null,null,null,null,null,null,null,null,null,null,null,null,null,null,null,-5.7]
[null,null,null,null,null,null,null,null,null,null,null,null,null,null,null,null,null,null,-2.8]
[null,null,null,null,null,null,null,null,null,null,null,null,null,null,null,null,null,null,-1.9]
[null,null,null,null,null,null,null,null,null,null,null,null,null,null,null,null,null,null,-1.4]
[null,null,null,null,null,null,null,null,null,null,null,null,null,null,null,null,null,null,-0.8]
[null,null,null,null,null,null,null,null,null,null,null,null,null,null,null,null,null,null,-1.1000000000000001]
[null,null,null,null,null,null,null,null,null,null,null,null,null,null,null,null,null,null,-2.6]
[null,null,null,null,null,null,null,null,null,null,null,null,null,null,null,null,null,null,-3.4]
[null,null,null,null,null,null,null,null,null,null,null,null,null,null,null,null,null,null,-4.3]
[null,null,null,null,null,null,null,null,null,null,null,null,null,null,null,null,null,null,-4]
[null,null,null,null,null,null,null,null,null,null,null,null,null,null,null,null,null,null,-3.7]
[null,null,null,null,null,null,null,null,null,null,null,null,null,null,null,null,null,null,-5]
[null,null,null,null,null,null,null,null,null,null,null,null,null,null,null,null,null,null,-6.3]
[null,null,null,null,null,null,null,null,null,null,null,null,null,null,null,null,null,null,-7.3]
[null,null,null,null,null,null,null,null,null,null,null,null,null,null,null,null,null,null,-8.4]
[null,null,null,null,null,null,null,null,null,null,null,null,null,null,null,null,null,null,-9.4]
[null,null,null,null,null,null,null,null,null,null,null,null,null,null,null,null,null,null,-9.6]
[null,null,null,null,null,null,null,null,null,null,null,null,null,null,null,null,null,null,-9.9]
[null,null,null,null,null,null,null,null,null,null,null,null,null,null,null,null,null,null,-10.1]
[null,null,null,null,null,null,null,null,null,null,null,null,null,null,null,null,null,null,-10]
[null,null,null,null,null,null,null,null,null,null,null,null,null,null,null,null,null,null,-10]
[null,null,null,null,null,null,null,null,null,null,null,null,null,null,null,null,null,null,-10.3]
[null,null,null,null,null,null,null,null,null,null,null,null,null,null,null,null,null,null,-10.4]
[null,null,null,null,null,null,null,null,null,null,null,null,null,null,null,null,null,null,-9.9]
[null,null,null,null,null,null,null,null,null,null,null,null,null,null,null,null,null,null,-8.9]
[null,null,null,null,null,null,null,null,null,null,null,null,null,null,null,null,null,null,-7.9]
[null,null,null,null,null,null,null,null,null,null,null,null,null,null,null,null,null,null,-7.5]
[null,null,null,null,null,null,null,null,null,null,null,null,null,null,null,null,null,null,-7.2]
[null,null,null,null,null,null,null,null,null,null,null,null,null,null,null,null,null,null,-7]
[null,null,null,null,null,null,null,null,null,null,null,null,null,null,null,null,null,null,-6.7]
[null,null,null,null,null,null,null,null,null,null,null,null,null,null,null,null,null,null,-6.7]
[null,null,null,null,null,null,null,null,null,null,null,null,null,null,null,null,null,null,-7]
[null,null,null,null,null,null,null,null,null,null,null,null,null,null,null,null,null,null,-7.1]
[null,null,null,null,null,null,null,null,null,null,null,null,null,null,null,null,null,null,-7.3]
[null,null,null,null,null,null,null,null,null,null,null,null,null,null,null,null,null,null,-7.6]
[null,null,null,null,null,null,null,null,null,null,null,null,null,null,null,null,null,null,-7.5]
[null,null,null,null,null,null,null,null,null,null,null,null,null,null,null,null,null,null,-7.7]
[null,null,null,null,null,null,null,null,null,null,null,null,null,null,null,null,null,null,-8]
[null,null,null,null,null,null,null,null,null,null,null,null,null,null,null,null,null,null,-8.1999999999999993]
[null,null,null,null,null,null,null,null,null,null,null,null,null,null,null,null,null,null,-8.5]
[null,null,null,null,null,null,null,null,null,null,null,null,null,null,null,null,null,null,-9.1999999999999993]
[null,null,null,null,null,null,null,null,null,null,null,null,null,null,null,null,null,null,-9.8000000000000007]
[null,null,null,null,null,null,null,null,null,null,null,null,null,null,null,null,null,null,-10.5]
[null,null,null,null,null,null,null,null,null,null,null,null,null,null,null,null,null,null,-10.1]
[null,null,null,null,null,null,null,null,null,null,null,null,null,null,null,null,null,null,-9.8000000000000007]
[null,null,null,null,null,null,null,null,null,null,null,null,null,null,null,null,null,null,-10.199999999999999]
[null,null,null,null,null,null,null,null,null,null,null,null,null,null,null,null,null,null,-10.5]
[null,null,null,null,null,null,null,null,null,null,null,null,null,null,null,null,null,null,-11.7]
[null,null,null,null,null,null,null,null,null,null,null,null,null,null,null,null,null,null,-10.3]
[null,null,null,null,null,null,null,null,null,null,null,null,null,null,null,null,null,null,-9.6]
[null,null,null,null,null,null,null,null,null,null,null,null,null,null,null,null,null,null,-8.6]
[null,null,null,null,null,null,null,null,null,null,null,null,null,null,null,null,null,null,-6.5]
[null,null,null,null,null,null,null,null,null,null,null,null,null,null,null,null,null,null,-6.7]
[null,null,null,null,null,null,null,null,null,null,null,null,null,null,null,null,null,null,-6.4]
[null,null,null,null,null,null,null,null,null,null,null,null,null,null,null,null,null,null,-7.1]
[null,null,null,null,null,null,null,null,null,null,null,null,null,null,null,null,null,null,-7.7]
[null,null,null,null,null,null,null,null,null,null,null,null,null,null,null,null,null,null,-8.1]
[null,null,null,null,null,null,null,null,null,null,null,null,null,null,null,null,null,null,-8]
[null,null,null,null,null,null,null,null,null,null,null,null,null,null,null,null,null,null,-8.4]
[null,null,null,null,null,null,null,null,null,null,null,null,null,null,null,null,null,null,-8.9]
[null,null,null,null,null,null,null,null,null,null,null,null,null,null,null,null,null,null,-9.1999999999999993]
[null,null,null,null,null,null,null,null,null,null,null,null,null,null,null,null,null,null,-8.5]
[null,null,null,null,null,null,null,null,null,null,null,null,null,null,null,null,null,null,-7.8]
[null,null,null,null,null,null,null,null,null,null,null,null,null,null,null,null,null,null,-7.1]
[null,null,null,null,null,null,null,null,null,null,null,null,null,null,null,null,null,null,-6.3]
[null,null,null,null,null,null,null,null,null,null,null,null,null,null,null,null,null,null,-5.5]
[null,null,null,null,null,null,null,null,null,null,null,null,null,null,null,null,null,null,-4.7]
[null,null,null,null,null,null,null,null,null,null,null,null,null,null,null,null,null,null,-4]
[null,null,null,null,null,null,null,null,null,null,null,null,null,null,null,null,null,null,-3.7]
[null,null,null,null,null,null,null,null,null,null,null,null,null,null,null,null,null,null,-3.8]
[null,null,null,null,null,null,null,null,null,null,null,null,null,null,null,null,null,null,-3.6]
[null,null,null,null,null,null,null,null,null,null,null,null,null,null,null,null,null,null,-3.6]
[null,null,null,null,null,null,null,null,null,null,null,null,null,null,null,null,null,null,-1.7]
[null,null,null,null,null,null,null,null,null,null,null,null,null,null,null,null,null,null,-0.3]
[null,null,null,null,null,null,null,null,null,null,null,null,null,null,null,null,null,null,1.5]
[null,null,null,null,null,null,null,null,null,null,null,null,null,null,null,null,null,null,2.7]
[null,null,null,null,null,null,null,null,null,null,null,null,null,null,null,null,null,null,2.7]
[null,null,null,null,null,null,null,null,null,null,null,null,null,null,null,null,null,null,2.2999999999999998]
[null,null,null,null,null,null,null,null,null,null,null,null,null,null,null,null,null,null,1.4]
[null,null,null,null,null,null,null,null,null,null,null,null,null,null,null,null,null,null,0.5]
[null,null,null,null,null,null,null,null,null,null,null,null,null,null,null,null,null,null,0.1]
[null,null,null,null,null,null,null,null,null,null,null,null,null,null,null,null,null,null,-0.3]
[null,null,null,null,null,null,null,null,null,null,null,null,null,null,null,null,null,null,-0.9]
[null,null,null,null,null,null,null,null,null,null,null,null,null,null,null,null,null,null,-1.7]
[null,null,null,null,null,null,null,null,null,null,null,null,null,null,null,null,null,null,-1.7]
[null,null,null,null,null,null,null,null,null,null,null,null,null,null,null,null,null,null,-2.2000000000000002]
[null,null,null,null,null,null,null,null,null,null,null,null,null,null,null,null,null,null,-2.8]
[null,null,null,null,null,null,null,null,null,null,null,null,null,null,null,null,null,null,-3.3]
[null,null,null,null,null,null,null,null,null,null,null,null,null,null,null,null,null,null,-3.4]
[null,null,null,null,null,null,null,null,null,null,null,null,null,null,null,null,null,null,-3.4]
[null,null,null,null,null,null,null,null,null,null,null,null,null,null,null,null,null,null,-3.5]
[null,null,null,null,null,null,null,null,null,null,null,null,null,null,null,null,null,null,-4.2]
[null,null,null,null,null,null,null,null,null,null,null,null,null,null,null,null,null,null,-5]
[null,null,null,null,null,null,null,null,null,null,null,null,null,null,null,null,null,null,-6.1]
[null,null,null,null,null,null,null,null,null,null,null,null,null,null,null,null,null,null,-6.8]
[null,null,null,null,null,null,null,null,null,null,null,null,null,null,null,null,null,null,-6.5]
[null,null,null,null,null,null,null,null,null,null,null,null,null,null,null,null,null,null,-4]
[null,null,null,null,null,null,null,null,null,null,null,null,null,null,null,null,null,null,-1.4]
[null,null,null,null,null,null,null,null,null,null,null,null,null,null,null,null,null,null,0.2]
[null,null,null,null,null,null,null,null,null,null,null,null,null,null,null,null,null,null,1.3]
[null,null,null,null,null,null,null,null,null,null,null,null,null,null,null,null,null,null,0.9]
[null,null,null,null,null,null,null,null,null,null,null,null,null,null,null,null,null,null,0.2]
[null,null,null,null,null,null,null,null,null,null,null,null,null,null,null,null,null,null,-1.1000000000000001]
[null,null,null,null,null,null,null,null,null,null,null,null,null,null,null,null,null,null,-2.1]
[null,null,null,null,null,null,null,null,null,null,null,null,null,null,null,null,null,null,-2.7]
[null,null,null,null,null,null,null,null,null,null,null,null,null,null,null,null,null,null,-3.1]
[null,null,null,null,null,null,null,null,null,null,null,null,null,null,null,null,null,null,-3.8]
[null,null,null,null,null,null,null,null,null,null,null,null,null,null,null,null,null,null,-4.8]
[null,null,null,null,null,null,null,null,null,null,null,null,null,null,null,null,null,null,-5]
[null,null,null,null,null,null,null,null,null,null,null,null,null,null,null,null,null,null,-5.8]
[null,null,null,null,null,null,null,null,null,null,null,null,null,null,null,null,null,null,-6.6]
[null,null,null,null,null,null,null,null,null,null,null,null,null,null,null,null,null,null,-7.4]
[null,null,null,null,null,null,null,null,null,null,null,null,null,null,null,null,null,null,-7.7]
[null,null,null,null,null,null,null,null,null,null,null,null,null,null,null,null,null,null,-8]
[null,null,null,null,null,null,null,null,null,null,null,null,null,null,null,null,null,null,-8.3000000000000007]
[null,null,null,null,null,null,null,null,null,null,null,null,null,null,null,null,null,null,-7.4]
[null,null,null,null,null,null,null,null,null,null,null,null,null,null,null,null,null,null,-7.5]
[null,null,null,null,null,null,null,null,null,null,null,null,null,null,null,null,null,null,-7.8]
[null,null,null,null,null,null,null,null,null,null,null,null,null,null,null,null,null,null,-8]
[null,null,null,null,null,null,null,null,null,null,null,null,null,null,null,null,null,null,-8.3000000000000007]
[null,null,null,null,null,null,null,null,null,null,null,null,null,null,null,null,null,null,-5.8]
[null,null,null,null,null,null,null,null,null,null,null,null,null,null,null,null,null,null,-4.4000000000000004]
[null,null,null,null,null,null,null,null,null,null,null,null,null,null,null,null,null,null,-3]
[null,null,null,null,null,null,null,null,null,null,null,null,null,null,null,null,null,null,-1.8]
[null,null,null,null,null,null,null,null,null,null,null,null,null,null,null,null,null,null,-1]
[null,null,null,null,null,null,null,null,null,null,null,null,null,null,null,null,null,null,-1.1000000000000001]
[null,null,null,null,null,null,null,null,null,null,null,null,null,null,null,null,null,null,-1.9]
[null,null,null,null,null,null,null,null,null,null,null,null,null,null,null,null,null,null,-3.2]
[null,null,null,null,null,null,null,null,null,null,null,null,null,null,null,null,null,null,-3.4]
[null,null,null,null,null,null,null,null,null,null,null,null,null,null,null,null,null,null,-4.5999999999999996]
[null,null,null,null,null,null,null,null,null,null,null,null,null,null,null,null,null,null,-4.8]
[null,null,null,null,null,null,null,null,null,null,null,null,null,null,null,null,null,null,-4.9000000000000004]
[null,null,null,null,null,null,null,null,null,null,null,null,null,null,null,null,null,null,-5.7]
[null,null,null,null,null,null,null,null,null,null,null,null,null,null,null,null,null,null,-5.6]
[null,null,null,null,null,null,null,null,null,null,null,null,null,null,null,null,null,null,-5.5]
[null,null,null,null,null,null,null,null,null,null,null,null,null,null,null,null,null,null,-5.4]
[null,null,null,null,null,null,null,null,null,null,null,null,null,null,null,null,null,null,-5.8]
[null,null,null,null,null,null,null,null,null,null,null,null,null,null,null,null,null,null,-6.2]
[null,null,null,null,null,null,null,null,null,null,null,null,null,null,null,null,null,null,-6.6]
[null,null,null,null,null,null,null,null,null,null,null,null,null,null,null,null,null,null,-6.8]
[null,null,null,null,null,null,null,null,null,null,null,null,null,null,null,null,null,null,-6.8]
[null,null,null,null,null,null,null,null,null,null,null,null,null,null,null,null,null,null,-7.2]
[null,null,null,null,null,null,null,null,null,null,null,null,null,null,null,null,null,null,-7.8]
[null,null,null,null,null,null,null,null,null,null,null,null,null,null,null,null,null,null,-7.2]
[null,null,null,null,null,null,null,null,null,null,null,null,null,null,null,null,null,null,-6.6]
[null,null,null,null,null,null,null,null,null,null,null,null,null,null,null,null,null,null,-5]
[null,null,null,null,null,null,null,null,null,null,null,null,null,null,null,null,null,null,-2]
[null,null,null,null,null,null,null,null,null,null,null,null,null,null,null,null,null,null,-1.4]
[null,null,null,null,null,null,null,null,null,null,null,null,null,null,null,null,null,null,-2.2000000000000002]
[null,null,null,null,null,null,null,null,null,null,null,null,null,null,null,null,null,null,-2.8]
[null,null,null,null,null,null,null,null,null,null,null,null,null,null,null,null,null,null,-2.8]
[null,null,null,null,null,null,null,null,null,null,null,null,null,null,null,null,null,null,-2.8]
[null,null,null,null,null,null,null,null,null,null,null,null,null,null,null,null,null,null,-2.4]
[null,null,null,null,null,null,null,null,null,null,null,null,null,null,null,null,null,null,-2.2999999999999998]
[null,null,null,null,null,null,null,null,null,null,null,null,null,null,null,null,null,null,-1.6]
[null,null,null,null,null,null,null,null,null,null,null,null,null,null,null,null,null,null,-1.3]
[null,null,null,null,null,null,null,null,null,null,null,null,null,null,null,null,null,null,-0.8]
[null,null,null,null,null,null,null,null,null,null,null,null,null,null,null,null,null,null,-0.6]
[null,null,null,null,null,null,null,null,null,null,null,null,null,null,null,null,null,null,-0.3]
[null,null,null,null,null,null,null,null,null,null,null,null,null,null,null,null,null,null,-0.1]
[null,null,null,null,null,null,null,null,null,null,null,null,null,null,null,null,null,null,0.4]
[null,null,null,null,null,null,null,null,null,null,null,null,null,null,null,null,null,null,0.8]
[null,null,null,null,null,null,null,null,null,null,null,null,null,null,null,null,null,null,1.3]
[null,null,null,null,null,null,null,null,null,null,null,null,null,null,null,null,null,null,1.7]
[null,null,null,null,null,null,null,null,null,null,null,null,null,null,null,null,null,null,2.2999999999999998]
[null,null,null,null,null,null,null,null,null,null,null,null,null,null,null,null,null,null,2.7]
[null,null,null,null,null,null,null,null,null,null,null,null,null,null,null,null,null,null,3.2]
[null,null,null,null,null,null,null,null,null,null,null,null,null,null,null,null,null,null,3.7]
[null,null,null,null,null,null,null,null,null,null,null,null,null,null,null,null,null,null,3.9]
[null,null,null,null,null,null,null,null,null,null,null,null,null,null,null,null,null,null,4.4000000000000004]
[null,null,null,null,null,null,null,null,null,null,null,null,null,null,null,null,null,null,4.9000000000000004]
[null,null,null,null,null,null,null,null,null,null,null,null,null,null,null,null,null,null,5.2]
[null,null,null,null,null,null,null,null,null,null,null,null,null,null,null,null,null,null,4.5999999999999996]
[null,null,null,null,null,null,null,null,null,null,null,null,null,null,null,null,null,null,4.5999999999999996]
[null,null,null,null,null,null,null,null,null,null,null,null,null,null,null,null,null,null,4.0999999999999996]
[null,null,null,null,null,null,null,null,null,null,null,null,null,null,null,null,null,null,3.5]
[null,null,null,null,null,null,null,null,null,null,null,null,null,null,null,null,null,null,3.4]
[null,null,null,null,null,null,null,null,null,null,null,null,null,null,null,null,null,null,3.2]
[null,null,null,null,null,null,null,null,null,null,null,null,null,null,null,null,null,null,2.9]
[null,null,null,null,null,null,null,null,null,null,null,null,null,null,null,null,null,null,3]
[null,null,null,null,null,null,null,null,null,null,null,null,null,null,null,null,null,null,2.9]
[null,null,null,null,null,null,null,null,null,null,null,null,null,null,null,null,null,null,2.6]
[null,null,null,null,null,null,null,null,null,null,null,null,null,null,null,null,null,null,2.4]
[null,null,null,null,null,null,null,null,null,null,null,null,null,null,null,null,null,null,2.1]
[null,null,null,null,null,null,null,null,null,null,null,null,null,null,null,null,null,null,2]
[null,null,null,null,null,null,null,null,null,null,null,null,null,null,null,null,null,null,1.9]
[null,null,null,null,null,null,null,null,null,null,null,null,null,null,null,null,null,null,1.8]
[null,null,null,null,null,null,null,null,null,null,null,null,null,null,null,null,null,null,1.1000000000000001]
[null,null,null,null,null,null,null,null,null,null,null,null,null,null,null,null,null,null,1]
[null,null,null,null,null,null,null,null,null,null,null,null,null,null,null,null,null,null,0.6]
[null,null,null,null,null,null,null,null,null,null,null,null,null,null,null,null,null,null,0.8]
[null,null,null,null,null,null,null,null,null,null,null,null,null,null,null,null,null,null,1.3]
[null,null,null,null,null,null,null,null,null,null,null,null,null,null,null,null,null,null,2.1]
[null,null,null,null,null,null,null,null,null,null,null,null,null,null,null,null,null,null,2.4]
[null,null,null,null,null,null,null,null,null,null,null,null,null,null,null,null,null,null,2.5]
[null,null,null,null,null,null,null,null,null,null,null,null,null,null,null,null,null,null,1.6]
[null,null,null,null,null,null,null,null,null,null,null,null,null,null,null,null,null,null,1]
[null,null,null,null,null,null,null,null,null,null,null,null,null,null,null,null,null,null,1.1000000000000001]
[null,null,null,null,null,null,null,null,null,null,null,null,null,null,null,null,null,null,1.2]
[null,null,null,null,null,null,null,null,null,null,null,null,null,null,null,null,null,null,1.8]
[null,null,null,null,null,null,null,null,null,null,null,null,null,null,null,null,null,null,2.6]
[null,null,null,null,null,null,null,null,null,null,null,null,null,null,null,null,null,null,3.3]
[null,null,null,null,null,null,null,null,null,null,null,null,null,null,null,null,null,null,4]
[null,null,null,null,null,null,null,null,null,null,null,null,null,null,null,null,null,null,4.7]
[null,null,null,null,null,null,null,null,null,null,null,null,null,null,null,null,null,null,5.4]
[null,null,null,null,null,null,null,null,null,null,null,null,null,null,null,null,null,null,5.7]
[null,null,null,null,null,null,null,null,null,null,null,null,null,null,null,null,null,null,6.1]
[null,null,null,null,null,null,null,null,null,null,null,null,null,null,null,null,null,null,6.4]
[null,null,null,null,null,null,null,null,null,null,null,null,null,null,null,null,null,null,6.4]
[null,null,null,null,null,null,null,null,null,null,null,null,null,null,null,null,null,null,6.5]
[null,null,null,null,null,null,null,null,null,null,null,null,null,null,null,null,null,null,6.5]
[null,null,null,null,null,null,null,null,null,null,null,null,null,null,null,null,null,null,6.9]
[null,null,null,null,null,null,null,null,null,null,null,null,null,null,null,null,null,null,7]
[null,null,null,null,null,null,null,null,null,null,null,null,null,null,null,null,null,null,5.7]
[null,null,null,null,null,null,null,null,null,null,null,null,null,null,null,null,null,null,5]
[null,null,null,null,null,null,null,null,null,null,null,null,null,null,null,null,null,null,4.4000000000000004]
[null,null,null,null,null,null,null,null,null,null,null,null,null,null,null,null,null,null,4.4000000000000004]
[null,null,null,null,null,null,null,null,null,null,null,null,null,null,null,null,null,null,4.9000000000000004]
[null,null,null,null,null,null,null,null,null,null,null,null,null,null,null,null,null,null,5]
[null,null,null,null,null,null,null,null,null,null,null,null,null,null,null,null,null,null,5.5]
[null,null,null,null,null,null,null,null,null,null,null,null,null,null,null,null,null,null,4]
[null,null,null,null,null,null,null,null,null,null,null,null,null,null,null,null,null,null,3.6]
[null,null,null,null,null,null,null,null,null,null,null,null,null,null,null,null,null,null,3]
[null,null,null,null,null,null,null,null,null,null,null,null,null,null,null,null,null,null,2.2999999999999998]
[null,null,null,null,null,null,null,null,null,null,null,null,null,null,null,null,null,null,2.2000000000000002]
[null,null,null,null,null,null,null,null,null,null,null,null,null,null,null,null,null,null,0.9]
[null,null,null,null,null,null,null,null,null,null,null,null,null,null,null,null,null,null,0.8]
[null,null,null,null,null,null,null,null,null,null,null,null,null,null,null,null,null,null,0.4]
[null,null,null,null,null,null,null,null,null,null,null,null,null,null,null,null,null,null,0.7]
[null,null,null,null,null,null,null,null,null,null,null,null,null,null,null,null,null,null,0.5]
[null,null,null,null,null,null,null,null,null,null,null,null,null,null,null,null,null,null,0.2]
[null,null,null,null,null,null,null,null,null,null,null,null,null,null,null,null,null,null,0]
[null,null,null,null,null,null,null,null,null,null,null,null,null,null,null,null,null,null,-0.1]
[null,null,null,null,null,null,null,null,null,null,null,null,null,null,null,null,null,null,-0.1]
[null,null,null,null,null,null,null,null,null,null,null,null,null,null,null,null,null,null,-0.2]
[null,null,null,null,null,null,null,null,null,null,null,null,null,null,null,null,null,null,-0.2]
[null,null,null,null,null,null,null,null,null,null,null,null,null,null,null,null,null,null,-0.3]
[null,null,null,null,null,null,null,null,null,null,null,null,null,null,null,null,null,null,0]
[null,null,null,null,null,null,null,null,null,null,null,null,null,null,null,null,null,null,0.2]
[null,null,null,null,null,null,null,null,null,null,null,null,null,null,null,null,null,null,0.2]
[null,null,null,null,null,null,null,null,null,null,null,null,null,null,null,null,null,null,1.2]
[null,null,null,null,null,null,null,null,null,null,null,null,null,null,null,null,null,null,2]
[null,null,null,null,null,null,null,null,null,null,null,null,null,null,null,null,null,null,2.2000000000000002]
[null,null,null,null,null,null,null,null,null,null,null,null,null,null,null,null,null,null,2.5]
[null,null,null,null,null,null,null,null,null,null,null,null,null,null,null,null,null,null,2.1]
[null,null,null,null,null,null,null,null,null,null,null,null,null,null,null,null,null,null,2.2999999999999998]
[null,null,null,null,null,null,null,null,null,null,null,null,null,null,null,null,null,null,1.9]
[null,null,null,null,null,null,null,null,null,null,null,null,null,null,null,null,null,null,1.8]
[null,null,null,null,null,null,null,null,null,null,null,null,null,null,null,null,null,null,1.6]
[null,null,null,null,null,null,null,null,null,null,null,null,null,null,null,null,null,null,0.8]
[null,null,null,null,null,null,null,null,null,null,null,null,null,null,null,null,null,null,0.4]
[null,null,null,null,null,null,null,null,null,null,null,null,null,null,null,null,null,null,0.4]
[null,null,null,null,null,null,null,null,null,null,null,null,null,null,null,null,null,null,0.4]
[null,null,null,null,null,null,null,null,null,null,null,null,null,null,null,null,null,null,0.6]
[null,null,null,null,null,null,null,null,null,null,null,null,null,null,null,null,null,null,0.8]
[null,null,null,null,null,null,null,null,null,null,null,null,null,null,null,null,null,null,1]
[null,null,null,null,null,null,null,null,null,null,null,null,null,null,null,null,null,null,1.9]
[null,null,null,null,null,null,null,null,null,null,null,null,null,null,null,null,null,null,2.9]
[null,null,null,null,null,null,null,null,null,null,null,null,null,null,null,null,null,null,3.8]
[null,null,null,null,null,null,null,null,null,null,null,null,null,null,null,null,null,null,3.2]
[null,null,null,null,null,null,null,null,null,null,null,null,null,null,null,null,null,null,2.5]
[null,null,null,null,null,null,null,null,null,null,null,null,null,null,null,null,null,null,2.2000000000000002]
[null,null,null,null,null,null,null,null,null,null,null,null,null,null,null,null,null,null,1.8]
[null,null,null,null,null,null,null,null,null,null,null,null,null,null,null,null,null,null,1.8]
[null,null,null,null,null,null,null,null,null,null,null,null,null,null,null,null,null,null,2]
[null,null,null,null,null,null,null,null,null,null,null,null,null,null,null,null,null,null,2.4]
[null,null,null,null,null,null,null,null,null,null,null,null,null,null,null,null,null,null,2.9]
[null,null,null,null,null,null,null,null,null,null,null,null,null,null,null,null,null,null,3.1]
[null,null,null,null,null,null,null,null,null,null,null,null,null,null,null,null,null,null,3.1]
[null,null,null,null,null,null,null,null,null,null,null,null,null,null,null,null,null,null,2.9]
[null,null,null,null,null,null,null,null,null,null,null,null,null,null,null,null,null,null,2.5]
[null,null,null,null,null,null,null,null,null,null,null,null,null,null,null,null,null,null,2.4]
[null,null,null,null,null,null,null,null,null,null,null,null,null,null,null,null,null,null,2.1]
[null,null,null,null,null,null,null,null,null,null,null,null,null,null,null,null,null,null,1.8]
[null,null,null,null,null,null,null,null,null,null,null,null,null,null,null,null,null,null,2]
[null,null,null,null,null,null,null,null,null,null,null,null,null,null,null,null,null,null,2.2000000000000002]
[null,null,null,null,null,null,null,null,null,null,null,null,null,null,null,null,null,null,2.5]
[null,null,null,null,null,null,null,null,null,null,null,null,null,null,null,null,null,null,2.6]
[null,null,null,null,null,null,null,null,null,null,null,null,null,null,null,null,null,null,2.8]
[null,null,null,null,null,null,null,null,null,null,null,null,null,null,null,null,null,null,2.9]
[null,null,null,null,null,null,null,null,null,null,null,null,null,null,null,null,null,null,3.3]
[null,null,null,null,null,null,null,null,null,null,null,null,null,null,null,null,null,null,3.7]
[null,null,null,null,null,null,null,null,null,null,null,null,null,null,null,null,null,null,4.0999999999999996]
[null,null,null,null,null,null,null,null,null,null,null,null,null,null,null,null,null,null,6]
[null,null,null,null,null,null,null,null,null,null,null,null,null,null,null,null,null,null,7.7]
[null,null,null,null,null,null,null,null,null,null,null,null,null,null,null,null,null,null,9]
[null,null,null,null,null,null,null,null,null,null,null,null,null,null,null,null,null,null,8.6999999999999993]
[null,null,null,null,null,null,null,null,null,null,null,null,null,null,null,null,null,null,8.5]
[null,null,null,null,null,null,null,null,null,null,null,null,null,null,null,null,null,null,8.4]
[null,null,null,null,null,null,null,null,null,null,null,null,null,null,null,null,null,null,8.6]
[null,null,null,null,null,null,null,null,null,null,null,null,null,null,null,null,null,null,8.8000000000000007]
[null,null,null,null,null,null,null,null,null,null,null,null,null,null,null,null,null,null,9.3000000000000007]
[null,null,null,null,null,null,null,null,null,null,null,null,null,null,null,null,null,null,9.5]
[null,null,null,null,null,null,null,null,null,null,null,null,null,null,null,null,null,null,9.5]
[null,null,null,null,null,null,null,null,null,null,null,null,null,null,null,null,null,null,9.4]
[null,null,null,null,null,null,null,null,null,null,null,null,null,null,null,null,null,null,9.4]
[null,null,null,null,null,null,null,null,null,null,null,null,null,null,null,null,null,null,9.4]
[null,null,null,null,null,null,null,null,null,null,null,null,null,null,null,null,null,null,9.6999999999999993]
[null,null,null,null,null,null,null,null,null,null,null,null,null,null,null,null,null,null,9.8000000000000007]
[null,null,null,null,null,null,null,null,null,null,null,null,null,null,null,null,null,null,9.6999999999999993]
[null,null,null,null,null,null,null,null,null,null,null,null,null,null,null,null,null,null,9.1999999999999993]
[null,null,null,null,null,null,null,null,null,null,null,null,null,null,null,null,null,null,9.1]
[null,null,null,null,null,null,null,null,null,null,null,null,null,null,null,null,null,null,9.1]
[null,null,null,null,null,null,null,null,null,null,null,null,null,null,null,null,null,null,9]
[null,null,null,null,null,null,null,null,null,null,null,null,null,null,null,null,null,null,7.7]
[null,null,null,null,null,null,null,null,null,null,null,null,null,null,null,null,null,null,6.5]
[null,null,null,null,null,null,null,null,null,null,null,null,null,null,null,null,null,null,5.2]
[null,null,null,null,null,null,null,null,null,null,null,null,null,null,null,null,null,null,4.5]
[null,null,null,null,null,null,null,null,null,null,null,null,null,null,null,null,null,null,4.2]
[null,null,null,null,null,null,null,null,null,null,null,null,null,null,null,null,null,null,3.9]
[null,null,null,null,null,null,null,null,null,null,null,null,null,null,null,null,null,null,3.5]
[null,null,null,null,null,null,null,null,null,null,null,null,null,null,null,null,null,null,3.5]
[null,null,null,null,null,null,null,null,null,null,null,null,null,null,null,null,null,null,3.1]
[null,null,null,null,null,null,null,null,null,null,null,null,null,null,null,null,null,null,4.0999999999999996]
[null,null,null,null,null,null,null,null,null,null,null,null,null,null,null,null,null,null,4]
[null,null,null,null,null,null,null,null,null,null,null,null,null,null,null,null,null,null,4.8]
[null,null,null,null,null,null,null,null,null,null,null,null,null,null,null,null,null,null,4.8]
[null,null,null,null,null,null,null,null,null,null,null,null,null,null,null,null,null,null,4.5]
[null,null,null,null,null,null,null,null,null,null,null,null,null,null,null,null,null,null,2.6]
[null,null,null,null,null,null,null,null,null,null,null,null,null,null,null,null,null,null,2.2999999999999998]
[null,null,null,null,null,null,null,null,null,null,null,null,null,null,null,null,null,null,2.5]
[null,null,null,null,null,null,null,null,null,null,null,null,null,null,null,null,null,null,3]
[null,null,null,null,null,null,null,null,null,null,null,null,null,null,null,null,null,null,2.1]
[null,null,null,null,null,null,null,null,null,null,null,null,null,null,null,null,null,null,1.8]
[null,null,null,null,null,null,null,null,null,null,null,null,null,null,null,null,null,null,2.2999999999999998]
[null,null,null,null,null,null,null,null,null,null,null,null,null,null,null,null,null,null,2.1]
[null,null,null,null,null,null,null,null,null,null,null,null,null,null,null,null,null,null,2]
[null,null,null,null,null,null,null,null,null,null,null,null,null,null,null,null,null,null,1.8]
[null,null,null,null,null,null,null,null,null,null,null,null,null,null,null,null,null,null,1.6]
[null,null,null,null,null,null,null,null,null,null,null,null,null,null,null,null,null,null,1.5]
[null,null,null,null,null,null,null,null,null,null,null,null,null,null,null,null,null,null,1.3]
[null,null,null,null,null,null,null,null,null,null,null,null,null,null,null,null,null,null,1.2]
[null,null,null,null,null,null,null,null,null,null,null,null,null,null,null,null,null,null,1.8]
[null,null,null,null,null,null,null,null,null,null,null,null,null,null,null,null,null,null,1.7]
[null,null,null,null,null,null,null,null,null,null,null,null,null,null,null,null,null,null,1.1000000000000001]
[null,null,null,null,null,null,null,null,null,null,null,null,null,null,null,null,null,null,0.4]
[null,null,null,null,null,null,null,null,null,null,null,null,null,null,null,null,null,null,0]
[null,null,null,null,null,null,null,null,null,null,null,null,null,null,null,null,null,null,1.3]
[null,null,null,null,null,null,null,null,null,null,null,null,null,null,null,null,null,null,1.5]
[null,null,null,null,null,null,null,null,null,null,null,null,null,null,null,null,null,null,2.2000000000000002]
[null,null,null,null,null,null,null,null,null,null,null,null,null,null,null,null,null,null,1.6]
[null,null,null,null,null,null,null,null,null,null,null,null,null,null,null,null,null,null,1.2]
[null,null,null,null,null,null,null,null,null,null,null,null,null,null,null,null,null,null,1]
[null,null,null,null,null,null,null,null,null,null,null,null,null,null,null,null,null,null,0.8]
[null,null,null,null,null,null,null,null,null,null,null,null,null,null,null,null,null,null,0.8]
[null,null,null,null,null,null,null,null,null,null,null,null,null,null,null,null,null,null,0.5]
[null,null,null,null,null,null,null,null,null,null,null,null,null,null,null,null,null,null,0.4]
[null,null,null,null,null,null,null,null,null,null,null,null,null,null,null,null,null,null,0.1]
[null,null,null,null,null,null,null,null,null,null,null,null,null,null,null,null,null,null,0]
[null,null,null,null,null,null,null,null,null,null,null,null,null,null,null,null,null,null,-0.5]
[null,null,null,null,null,null,null,null,null,null,null,null,null,null,null,null,null,null,-1.1000000000000001]
[null,null,null,null,null,null,null,null,null,null,null,null,null,null,null,null,null,null,-1.6]
[null,null,null,null,null,null,null,null,null,null,null,null,null,null,null,null,null,null,-1.2]
[null,null,null,null,null,null,null,null,null,null,null,null,null,null,null,null,null,null,-0.9]
[null,null,null,null,null,null,null,null,null,null,null,null,null,null,null,null,null,null,-0.5]
[null,null,null,null,null,null,null,null,null,null,null,null,null,null,null,null,null,null,-0.5]
[null,null,null,null,null,null,null,null,null,null,null,null,null,null,null,null,null,null,0]
[null,null,null,null,null,null,null,null,null,null,null,null,null,null,null,null,null,null,0.1]
[null,null,null,null,null,null,null,null,null,null,null,null,null,null,null,null,null,null,0.4]
[null,null,null,null,null,null,null,null,null,null,null,null,null,null,null,null,null,null,0.6]
[null,null,null,null,null,null,null,null,null,null,null,null,null,null,null,null,null,null,1.2]
[null,null,null,null,null,null,null,null,null,null,null,null,null,null,null,null,null,null,-0.2]
[null,null,null,null,null,null,null,null,null,null,null,null,null,null,null,null,null,null,-0.2]
[null,null,null,null,null,null,null,null,null,null,null,null,null,null,null,null,null,null,-0.1]
[null,null,null,null,null,null,null,null,null,null,null,null,null,null,null,null,null,null,0]
[null,null,null,null,null,null,null,null,null,null,null,null,null,null,null,null,null,null,0.7]
[null,null,null,null,null,null,null,null,null,null,null,null,null,null,null,null,null,null,1]
[null,null,null,null,null,null,null,null,null,null,null,null,null,null,null,null,null,null,1.2]
[null,null,null,null,null,null,null,null,null,null,null,null,null,null,null,null,null,null,1.5]
[null,null,null,null,null,null,null,null,null,null,null,null,null,null,null,null,null,null,1.4]
[null,null,null,null,null,null,null,null,null,null,null,null,null,null,null,null,null,null,1.6]
[null,null,null,null,null,null,null,null,null,null,null,null,null,null,null,null,null,null,2.1]
[null,null,null,null,null,null,null,null,null,null,null,null,null,null,null,null,null,null,2.2000000000000002]
[null,null,null,null,null,null,null,null,null,null,null,null,null,null,null,null,null,null,2.2999999999999998]
[null,null,null,null,null,null,null,null,null,null,null,null,null,null,null,null,null,null,2.5]
[null,null,null,null,null,null,null,null,null,null,null,null,null,null,null,null,null,null,2.6]
[null,null,null,null,null,null,null,null,null,null,null,null,null,null,null,null,null,null,2.7]
[null,null,null,null,null,null,null,null,null,null,null,null,null,null,null,null,null,null,2.8]
[null,null,null,null,null,null,null,null,null,null,null,null,null,null,null,null,null,null,2.9]
[null,null,null,null,null,null,null,null,null,null,null,null,null,null,null,null,null,null,2.4]
[null,null,null,null,null,null,null,null,null,null,null,null,null,null,null,null,null,null,2.8]
[null,null,null,null,null,null,null,null,null,null,null,null,null,null,null,null,null,null,3.1]
[null,null,null,null,null,null,null,null,null,null,null,null,null,null,null,null,null,null,3]
[null,null,null,null,null,null,null,null,null,null,null,null,null,null,null,null,null,null,2.8]
[null,null,null,null,null,null,null,null,null,null,null,null,null,null,null,null,null,null,4.0999999999999996]
[null,null,null,null,null,null,null,null,null,null,null,null,null,null,null,null,null,null,4]
[null,null,null,null,null,null,null,null,null,null,null,null,null,null,null,null,null,null,3.9]
[null,null,null,null,null,null,null,null,null,null,null,null,null,null,null,null,null,null,3.6]
[null,null,null,null,null,null,null,null,null,null,null,null,null,null,null,null,null,null,3.2]
[null,null,null,null,null,null,null,null,null,null,null,null,null,null,null,null,null,null,2.8]
[null,null,null,null,null,null,null,null,null,null,null,null,null,null,null,null,null,null,2.7]
[null,null,null,null,null,null,null,null,null,null,null,null,null,null,null,null,null,null,2.4]
[null,null,null,null,null,null,null,null,null,null,null,null,null,null,null,null,null,null,2.1]
[null,null,null,null,null,null,null,null,null,null,null,null,null,null,null,null,null,null,2.1]
[null,null,null,null,null,null,null,null,null,null,null,null,null,null,null,null,null,null,1.8]
[null,null,null,null,null,null,null,null,null,null,null,null,null,null,null,null,null,null,2]
[null,null,null,null,null,null,null,null,null,null,null,null,null,null,null,null,null,null,1.7]
[null,null,null,null,null,null,null,null,null,null,null,null,null,null,null,null,null,null,1.6]
[null,null,null,null,null,null,null,null,null,null,null,null,null,null,null,null,null,null,1.4]
[null,null,null,null,null,null,null,null,null,null,null,null,null,null,null,null,null,null,1.3]
[null,null,null,null,null,null,null,null,null,null,null,null,null,null,null,null,null,null,1]
[null,null,null,null,null,null,null,null,null,null,null,null,null,null,null,null,null,null,0.7]
[null,null,null,null,null,null,null,null,null,null,null,null,null,null,null,null,null,null,0.4]
[null,null,null,null,null,null,null,null,null,null,null,null,null,null,null,null,null,null,0.2]
[null,null,null,null,null,null,null,null,null,null,null,null,null,null,null,null,null,null,0.1]
[null,null,null,null,null,null,null,null,null,null,null,null,null,null,null,null,null,null,0]
[null,null,null,null,null,null,null,null,null,null,null,null,null,null,null,null,null,null,0]
[null,null,null,null,null,null,null,null,null,null,null,null,null,null,null,null,null,null,0]
[null,null,null,null,null,null,null,null,null,null,null,null,null,null,null,null,null,null,0.4]
[null,null,null,null,null,null,null,null,null,null,null,null,null,null,null,null,null,null,0.7]
[null,null,null,null,null,null,null,null,null,null,null,null,null,null,null,null,null,null,1]
[null,null,null,null,null,null,null,null,null,null,null,null,null,null,null,null,null,null,1.1000000000000001]
[null,null,null,null,null,null,null,null,null,null,null,null,null,null,null,null,null,null,0.6]
[null,null,null,null,null,null,null,null,null,null,null,null,null,null,null,null,null,null,0.4]
[null,null,null,null,null,null,null,null,null,null,null,null,null,null,null,null,null,null,-0.4]
[null,null,null,null,null,null,null,null,null,null,null,null,null,null,null,null,null,null,-1.2]
[null,null,null,null,null,null,null,null,null,null,null,null,null,null,null,null,null,null,-1.8]
[null,null,null,null,null,null,null,null,null,null,null,null,null,null,null,null,null,null,-2.9]
[null,null,null,null,null,null,null,null,null,null,null,null,null,null,null,null,null,null,-4.2]
[null,null,null,null,null,null,null,null,null,null,null,null,null,null,null,null,null,null,-4.0999999999999996]
[null,null,null,null,null,null,null,null,null,null,null,null,null,null,null,null,null,null,-3.5]
[null,null,null,null,null,null,null,null,null,null,null,null,null,null,null,null,null,null,-3.7]
[null,null,null,null,null,null,null,null,null,null,null,null,null,null,null,null,null,null,-4]
[null,null,null,null,null,null,null,null,null,null,null,null,null,null,null,null,null,null,-4.2]
[null,null,null,null,null,null,null,null,null,null,null,null,null,null,null,null,null,null,-3.9]
[null,null,null,null,null,null,null,null,null,null,null,null,null,null,null,null,null,null,-3.7]
[null,null,null,null,null,null,null,null,null,null,null,null,null,null,null,null,null,null,-3.4]
[null,null,null,null,null,null,null,null,null,null,null,null,null,null,null,null,null,null,-2.8]
[null,null,null,null,null,null,null,null,null,null,null,null,null,null,null,null,null,null,-2.6]
[null,null,null,null,null,null,null,null,null,null,null,null,null,null,null,null,null,null,-2.2000000000000002]
[null,null,null,null,null,null,null,null,null,null,null,null,null,null,null,null,null,null,-1.7]
[null,null,null,null,null,null,null,null,null,null,null,null,null,null,null,null,null,null,-1.3]
[null,null,null,null,null,null,null,null,null,null,null,null,null,null,null,null,null,null,-0.5]
[null,null,null,null,null,null,null,null,null,null,null,null,null,null,null,null,null,null,0.1]
[null,null,null,null,null,null,null,null,null,null,null,null,null,null,null,null,null,null,0.6]
[null,null,null,null,null,null,null,null,null,null,null,null,null,null,null,null,null,null,1]
[null,null,null,null,null,null,null,null,null,null,null,null,null,null,null,null,null,null,1.2]
[null,null,null,null,null,null,null,null,null,null,null,null,null,null,null,null,null,null,1.4]
[null,null,null,null,null,null,null,null,null,null,null,null,null,null,null,null,null,null,0.5]
[null,null,null,null,null,null,null,null,null,null,null,null,null,null,null,null,null,null,-0.3]
[null,null,null,null,null,null,null,null,null,null,null,null,null,null,null,null,null,null,0.4]
[null,null,null,null,null,null,null,null,null,null,null,null,null,null,null,null,null,null,0.5]
[null,null,null,null,null,null,null,null,null,null,null,null,null,null,null,null,null,null,0.5]
[null,null,null,null,null,null,null,null,null,null,null,null,null,null,null,null,null,null,0.8]
[null,null,null,null,null,null,null,null,null,null,null,null,null,null,null,null,null,null,1.2]
[null,null,null,null,null,null,null,null,null,null,null,null,null,null,null,null,null,null,1.2]
[null,null,null,null,null,null,null,null,null,null,null,null,null,null,null,null,null,null,1.2]
[null,null,null,null,null,null,null,null,null,null,null,null,null,null,null,null,null,null,1.2]
[null,null,null,null,null,null,null,null,null,null,null,null,null,null,null,null,null,null,1.2]
[null,null,null,null,null,null,null,null,null,null,null,null,null,null,null,null,null,null,1.3]
[null,null,null,null,null,null,null,null,null,null,null,null,null,null,null,null,null,null,1.3]
[null,null,null,null,null,null,null,null,null,null,null,null,null,null,null,null,null,null,1.5]
[null,null,null,null,null,null,null,null,null,null,null,null,null,null,null,null,null,null,1.8]
[null,null,null,null,null,null,null,null,null,null,null,null,null,null,null,null,null,null,2]
[null,null,null,null,null,null,null,null,null,null,null,null,null,null,null,null,null,null,2]
[null,null,null,null,null,null,null,null,null,null,null,null,null,null,null,null,null,null,2.1]
[null,null,null,null,null,null,null,null,null,null,null,null,null,null,null,null,null,null,2.8]
[null,null,null,null,null,null,null,null,null,null,null,null,null,null,null,null,null,null,3.2]
[null,null,null,null,null,null,null,null,null,null,null,null,null,null,null,null,null,null,3.9]
[null,null,null,null,null,null,null,null,null,null,null,null,null,null,null,null,null,null,4.5]
[null,null,null,null,null,null,null,null,null,null,null,null,null,null,null,null,null,null,4.4000000000000004]
[null,null,null,null,null,null,null,null,null,null,null,null,null,null,null,null,null,null,4.9000000000000004]
[null,null,null,null,null,null,null,null,null,null,null,null,null,null,null,null,null,null,4.5]
[null,null,null,null,null,null,null,null,null,null,null,null,null,null,null,null,null,null,2.9]
[null,null,null,null,null,null,null,null,null,null,null,null,null,null,null,null,null,null,2.5]
[null,null,null,null,null,null,null,null,null,null,null,null,null,null,null,null,null,null,2.4]
[null,null,null,null,null,null,null,null,null,null,null,null,null,null,null,null,null,null,2.4]
[null,null,null,null,null,null,null,null,null,null,null,null,null,null,null,null,null,null,3.2]
[null,null,null,null,null,null,null,null,null,null,null,null,null,null,null,null,null,null,3.1]
[null,null,null,null,null,null,null,null,null,null,null,null,null,null,null,null,null,null,3]
[null,null,null,null,null,null,null,null,null,null,null,null,null,null,null,null,null,null,2.9]
[null,null,null,null,null,null,null,null,null,null,null,null,null,null,null,null,null,null,2.8]
[null,null,null,null,null,null,null,null,null,null,null,null,null,null,null,null,null,null,2.8]
[null,null,null,null,null,null,null,null,null,null,null,null,null,null,null,null,null,null,2.7]
[null,null,null,null,null,null,null,null,null,null,null,null,null,null,null,null,null,null,2.7]
[null,null,null,null,null,null,null,null,null,null,null,null,null,null,null,null,null,null,2.6]
[null,null,null,null,null,null,null,null,null,null,null,null,null,null,null,null,null,null,2.6]
[null,null,null,null,null,null,null,null,null,null,null,null,null,null,null,null,null,null,2.4]
[null,null,null,null,null,null,null,null,null,null,null,null,null,null,null,null,null,null,2.2000000000000002]
[null,null,null,null,null,null,null,null,null,null,null,null,null,null,null,null,null,null,2.2000000000000002]
[null,null,null,null,null,null,null,null,null,null,null,null,null,null,null,null,null,null,2.5]
[null,null,null,null,null,null,null,null,null,null,null,null,null,null,null,null,null,null,2.7]
[null,null,null,null,null,null,null,null,null,null,null,null,null,null,null,null,null,null,2.8]
[null,null,null,null,null,null,null,null,null,null,null,null,null,null,null,null,null,null,2.6]
[null,null,null,null,null,null,null,null,null,null,null,null,null,null,null,null,null,null,2.6]
[null,null,null,null,null,null,null,null,null,null,null,null,null,null,null,null,null,null,2.1]
[null,null,null,null,null,null,null,null,null,null,null,null,null,null,null,null,null,null,1.4]
[null,null,null,null,null,null,null,null,null,null,null,null,null,null,null,null,null,null,0.8]
[null,null,null,null,null,null,null,null,null,null,null,null,null,null,null,null,null,null,-0.4]
[null,null,null,null,null,null,null,null,null,null,null,null,null,null,null,null,null,null,-1.4]
[null,null,null,null,null,null,null,null,null,null,null,null,null,null,null,null,null,null,-1.9]
[null,null,null,null,null,null,null,null,null,null,null,null,null,null,null,null,null,null,-2.4]
[null,null,null,null,null,null,null,null,null,null,null,null,null,null,null,null,null,null,-3.4]
[null,null,null,null,null,null,null,null,null,null,null,null,null,null,null,null,null,null,-3.4]
[null,null,null,null,null,null,null,null,null,null,null,null,null,null,null,null,null,null,-3.3]

{"sheet":"TRY_new","index":1,"n_rows":8773,"n_cols":32,"rows_kept":4500,"cut":true,"hidden":true,"merged":[],"bounds":{"rows_first":2000,"rows_last":500,"rows_between":2000,"halvings":0}}
["Potřeba tepla pro ohřev venkovního vzduchu",null,null,null,null,null,null,"ti","°C",null,null,22,"tekv",13,null,"bez uvažování tepelných zisků",null,null,null,null,"ZZT","Kč/GJ",0,50,60,67,80,90,100,null,null,"POMOC"]
["TRY",null,"Den","od",1,null,null,"Počet žáků","žáků",null,null,27,null,null,null,null,null,null,null,null,"Náklady za rok",300,{"$f":"+L$7*$V2","v":1832.513893919999},916.25694695999937,733.00555756800009,604.72958499360016,366.50277878400004,183.25138939199996,-4.185324087302433E-16,"na třídu"]
[null,null,null,"do",5,null,null,"Dávka vzduchu","m3/h.os",null,null,12,null,null,null,null,null,null,null,null,null,400,2443.3518585599986,1221.6759292799993,977.34074342400015,806.30611332480021,488.67037171200008,244.33518585599992,-5.5804321164032444E-16]
[null,null,null,null,null,null,null,"Průtok vzduchu","m3/h",null,null,{"$f":"+L2*L3","v":324},null,null,null,{"$f":"+W12/N5","v":2.3611111111111107},null,null,null,null,null,500,3054.1898231999985,1527.094911599999,1221.6759292800002,1007.8826416560003,610.83796464000011,305.41898231999994,-6.9755401455040552E-16]
[null,null,"Hodina","od",8,null,null,"Cena za GJ","Kč/GJ",null,null,500,"tj.",{"$f":"+N8/N6","v":1.8000000000000003},"Kč/kWh","teplo 3x levnější než elektrika",null,null,null,null,null,600,3665.0277878399979,1832.5138939199987,1466.0111151360002,1209.4591699872003,733.00555756800009,366.50277878399993,-8.3706481746048661E-16]
[null,null,null,"do",14,null,null,"Potřeba tepla","kWh/rok",null,null,{"$f":"SUM(L14:L9000)/1000","v":1696.7721239999992},{"$f":"SUM(M14:M9000)/1000","v":848.38606199999947},678.70884960000001,559.93480092000016,339.3544248,169.67721239999995,-3.8753000808355863E-16,null,null,null,700,4275.8657524799974,2137.9328762399987,1710.3463009920001,1411.0356983184004,855.17315049600006,427.58657524799992,-9.7657562037056779E-16]
[null,null,null,null,null,null,null,"Potřeba tepla","GJ/rok",null,null,{"$f":"L6/1000000*3600","v":6.1083796463999969},{"$f":"M6/1000000*3600","v":3.054189823199998},2.4433518585600003,2.0157652833120006,1.2216759292800001,0.61083796463999984,-1.395108029100811E-18,null,null,null,800,4886.7037171199972,2443.3518585599986,1954.6814868480003,1612.6122266496004,977.34074342400015,488.67037171199985,-1.1160864232806489E-15]
[null,null,"Měsíc","od",{"$f":"+IF(E7=1,5,1)","v":1},9,null,"Náklady za rok","Kč/rok",null,null,{"$f":"+L7*$L$5","v":3054.1898231999985},{"$f":"+M7*$L$5","v":1527.094911599999},1221.6759292800002,1007.8826416560003,610.83796464000011,305.41898231999994,-6.9755401455040552E-16]
[null,null,null,"do",6,12,null,"Náklady na žáka","Kč/žáka.rok",null,null,{"$f":"+L8/$L$2","v":113.11814159999994},56.559070799999965,45.24725664000001,37.328986728000011,22.623628320000005,11.311814159999997,-2.5835333872237242E-17]
[null,null,null,null,null,null,null,"Tepelná ztráta větráním","kW",null,null,{"$f":"+MAX(L14:L9000)/1000","v":3.8941560000000006},{"$f":"+MAX(M14:M9000)/1000","v":1.9470779999999996},1.5576623999999997,1.2850714799999994,0.77883119999999961,0.38941559999999964,3.8753000808355863E-16]
[null,null,null,null,null,null,null,null,"MIN",null,"-",0,50,60,67,80,90,100,null,null,"Potřeba elektrické energie pro jednotku"]
[null,null,null,null,null,null,null,null,{"$f":"+MIN(I14:I6996)","v":-16.8},{"$f":"+MIN(J14:J6996)","v":-15},null,null,null,null,null,null,null,null,85,null,"Cena za kWh","Kč/kWh",4.25]
[null,null,"Date","M","D","H","DT","Den v týdnu","te",null,"V [m3/h]","Q [W]","Q [W]","Q [W]","Q [W]","Q [W]","Q [W]","Q [W]",null,null,"doba provozu","h",{"$f":"+COUNT(K14:K6996)","v":1758}]
["00:30:00","1999-01-01",{"$f":"B14+A14","v":"1999-01-01T00:30:00"},1,1,1,{"$f":"WEEKDAY(C14-1)","v":5},{"$f":"IF(G14=6,\"víkend\",IF(G14=7,\"víkend\",IF(OR(D14=7,D14=8),\"prázdniny\",IF(AND(D14=1,E14=1),\"prázdniny\",\"všední\"))))","v":"prázdniny"},-4.55,{"$f":"+IF(K14=\"\",\"\",I14)","v":""},{"$f":"IF(OR(H14=\"víkend\",H14=\"prázdniny\"),\"\",IF(I14>13,0,IF(OR(F14<$E$5,F14>$E$6),\"\",IF(OR(F14=8,F14=14),$L$4/2,$L$4))))","v":""},{"$f":"IF($K14=\"\",0,$K14/3600*1.2*1010*($L$1-(L$11*($L$1-$I14)+$I14)))","v":0},{"$f":"IF($K14=\"\",0,$K14/3600*1.2*1010*($L$1-(M$11/100*($L$1-$I14)+$I14)))","v":0},0,0,0,0,0,-4.55,null,"SFP","W.s/m3",0,1000,2000,3000,4000,5000]
[null,null,{"$f":"C14+1/24","v":"1999-01-01T01:30:00"},1,1,2,{"$f":"WEEKDAY(C15-1)","v":5},{"$f":"IF(G15=6,\"víkend\",IF(G15=7,\"víkend\",IF(OR(D15=7,D15=8),\"prázdniny\",IF(AND(D15=1,E15=1),\"prázdniny\",\"všední\"))))","v":"prázdniny"},-5.8,{"$f":"+IF(K15=\"\",\"\",I15)","v":""},{"$f":"IF(OR(H15=\"víkend\",H15=\"prázdniny\"),\"\",IF(I15>13,0,IF(OR(F15<$E$5,F15>$E$6),\"\",IF(OR(F15=8,F15=14),$L$4/2,$L$4))))","v":""},0,0,0,0,0,0,0,-5.8,null,"Potřeba el. energie","kWh/rok",{"$f":"+W14*$L$4/3600*$W$13/1000","v":0},158.22,316.44,474.66,632.88,791.1]
[null,null,{"$f":"C15+1/24","v":"1999-01-01T02:30:00"},1,1,3,5,"prázdniny",-5.9,"","",0,0,0,0,0,0,0,-5.9,null,"Náklady","Kč/rok",{"$f":"+W15*$W$12","v":0},672.43499999999995,1344.87,2017.3050000000001,2689.74,3362.1750000000002]
[null,null,"1999-01-01T03:30:00",1,1,4,5,"prázdniny",-6.1,"","",0,0,0,0,0,0,0,-6.1,null,"Náklady na žáka","Kč/rok na žáka",0,{"$f":"+X16/25","v":26.897399999999998},{"$f":"+Y16/25","v":53.794799999999995},{"$f":"+Z16/25","v":80.6922},{"$f":"+AA16/25","v":107.58959999999999},{"$f":"+AB16/25","v":134.48699999999999}]
[null,null,"1999-01-01T04:30:00",1,1,5,5,"prázdniny",-6.6,"","",0,0,0,0,0,0,0,-6.6]
[null,null,"1999-01-01T05:30:00",1,1,6,5,"prázdniny",-6.6,"","",0,0,0,0,0,0,0,-6.6,null,"CELKOVĚ PO ODEČTENÍ TEP. ZISKŮ VENTILÁTORU"]
[null,null,"1999-01-01T06:30:00",1,1,7,5,"prázdniny",-6.8,"","",0,0,0,0,0,0,0,-6.8,null,"ZZT","-",0,50,60,67,80,90,100]
[null,null,"1999-01-01T07:30:00",1,1,8,5,"prázdniny",-7,"","",0,0,0,0,0,0,0,-7,null,"Potřeba tepla","SFP"]
[null,null,"1999-01-01T08:30:00",1,1,9,5,"prázdniny",-6.9,"","",0,0,0,0,0,0,0,-6.9,null,null,0,{"$f":"IF(L$6-$V22*$L$4/3600/2*$W$13/1000<0,0,L$6-$V22*$L$4/3600/2*$W$13/1000)","v":1696.7721239999992},848.38606199999947,678.70884960000001,559.93480092000016,339.3544248,169.67721239999995,0]
[null,null,"1999-01-01T09:30:00",1,1,10,5,"prázdniny",-6.6,"","",0,0,0,0,0,0,0,-6.6,null,null,1000,1617.6621239999993,769.27606199999946,599.59884959999999,480.82480092000014,260.24442479999999,90.567212399999946,0]
[null,null,"1999-01-01T10:30:00",1,1,11,5,"prázdniny",-6.3,"","",0,0,0,0,0,0,0,-6.3,null,null,2000,1538.5521239999991,690.16606199999944,520.48884959999998,401.71480092000013,181.13442480000001,11.457212399999946,0]
[null,null,"1999-01-01T11:30:00",1,1,12,5,"prázdniny",-5.4,"","",0,0,0,0,0,0,0,-5.4,null,null,3000,1459.4421239999992,611.05606199999943,441.37884959999997,322.60480092000012,102.02442479999999,0,0]
[null,null,"1999-01-01T12:30:00",1,1,13,5,"prázdniny",-5.7,"","",0,0,0,0,0,0,0,-5.7,null,null,4000,1380.3321239999991,531.94606199999953,362.26884960000001,243.49480092000016,22.914424800000006,0,0]
[null,null,"1999-01-01T13:30:00",1,1,14,5,"prázdniny",-5.5,"","",0,0,0,0,0,0,0,-5.5,null,null,5000,1301.2221239999992,452.83606199999946,283.1588496,164.38480092000015,0,0,0]
[null,null,"1999-01-01T14:30:00",1,1,15,5,"prázdniny",-5.5,"","",0,0,0,0,0,0,0,-5.5]
[null,null,"1999-01-01T15:30:00",1,1,16,5,"prázdniny",-5.6,"","",0,0,0,0,0,0,0,-5.6,null,"Celkové náklady ","SFP"]
[null,null,"1999-01-01T16:30:00",1,1,17,5,"prázdniny",-5.0999999999999996,"","",0,{"$f":"IF($K30=\"\",0,$K30/3600*1.2*1010*($L$1-(M$11/100*($L$1-$I30)+$I30)))","v":0},0,0,0,0,0,-5.0999999999999996,null,"na 1 žáka",0,{"$f":"W22/1000000*3600*$L$5/25+$W16","v":122.16759292799993},61.08379646399996,48.86703717120001,40.315305666240008,24.433518585600005,12.216759292799997,0]
[null,null,"1999-01-01T17:30:00",1,1,18,5,"prázdniny",-5,"","",0,0,0,0,0,0,0,-5,null,null,1000,{"$f":"W23/1000000*3600*$L$5/25+$X17","v":143.36907292799995},82.285276463999963,70.0685171712,61.516785666240004,45.634998585599995,33.418239292799996,26.897399999999998]
[null,null,"1999-01-01T18:30:00",1,1,19,5,"prázdniny",-4.9000000000000004,"","",0,0,0,0,0,0,0,-4.9000000000000004,null,null,2000,{"$f":"W24/1000000*3600*$L$5/25+$Y17","v":164.57055292799993},103.48675646399995,91.269997171199989,82.718265666240001,66.836478585599991,54.619719292799992,53.794799999999995]
[null,null,"1999-01-01T19:30:00",1,1,20,5,"prázdniny",-4.5,"","",0,0,0,0,0,0,0,-4.5,null,null,3000,{"$f":"W25/1000000*3600*$L$5/25+$Z17","v":185.77203292799996},124.68823646399996,112.47147717119999,103.91974566624,88.037958585599995,80.6922,80.6922]
[null,null,"1999-01-01T20:30:00",1,1,21,5,"prázdniny",-4.5999999999999996,"","",0,0,0,0,0,0,0,-4.5999999999999996,null,null,4000,{"$f":"W26/1000000*3600*$L$5/25+$AA17","v":206.97351292799993},145.88971646399995,133.67295717119998,125.12122566624001,109.23943858559998,107.58959999999999,107.58959999999999]
[null,null,"1999-01-01T21:30:00",1,1,22,5,"prázdniny",-4.2,"","",0,0,0,0,0,0,0,-4.2,null,null,5000,{"$f":"W27/1000000*3600*$L$5/25+$AB17","v":228.17499292799994},167.09119646399995,154.87443717119999,146.32270566624001,134.48699999999999,134.48699999999999,134.48699999999999]
[null,null,"1999-01-01T22:30:00",1,1,23,5,"prázdniny",-4.4000000000000004,"","",0,0,0,0,0,0,0,-4.4000000000000004]
[null,null,"1999-01-01T23:30:00",1,1,24,5,"prázdniny",-4.5999999999999996,"","",0,0,0,0,0,0,0,-4.5999999999999996,null,"Celkové náklady ","SFP"]
[null,null,"1999-01-02T00:30:00",1,2,{"$f":"F14","v":1},6,"víkend",-4.8,"","",0,0,0,0,0,0,0,-4.8,null,"na 1 třídu",0,{"$f":"+W30*25","v":3054.1898231999985},{"$f":"+X30*25","v":1527.094911599999},1221.6759292800002,1007.8826416560001,610.83796464000011,305.41898231999994,0]
[null,null,"1999-01-02T01:30:00",1,2,{"$f":"F15","v":2},6,"víkend",-5.2,"","",0,0,0,0,0,0,0,-5.2,null,null,1000,{"$f":"+W31*25","v":3584.2268231999988},2057.1319115999991,1751.71292928,1537.9196416560001,1140.8749646399999,835.45598231999986,672.43499999999995]
[null,null,"1999-01-02T02:30:00",1,2,3,6,"víkend",-5.5,"","",0,0,0,0,0,0,0,-5.5,null,null,2000,4114.2638231999981,2587.1689115999989,2281.7499292799998,2067.9566416560001,1670.9119646399997,1365.4929823199998,1344.87]
[null,null,"1999-01-02T03:30:00",1,2,4,6,"víkend",-5.9,"","",0,0,0,0,0,0,0,-5.9,null,null,3000,4644.3008231999993,3117.2059115999991,2811.7869292799996,2597.9936416559999,2200.9489646399998,2017.3050000000001,2017.3050000000001]
[null,null,"1999-01-02T04:30:00",1,2,5,6,"víkend",-6.7,"","",0,0,0,0,0,0,0,-6.7,null,null,4000,5174.3378231999986,3647.2429115999985,3341.8239292799994,3128.0306416560002,2730.9859646399996,2689.74,2689.74]
[null,null,"1999-01-02T05:30:00",1,2,6,6,"víkend",-6.7,"","",0,0,0,0,0,0,0,-6.7,null,null,5000,5704.374823199998,4177.2799115999987,3871.8609292799997,3658.0676416560004,3362.1749999999997,3362.1749999999997,3362.1749999999997]
[null,null,"1999-01-02T06:30:00",1,2,7,6,"víkend",-6.6,"","",0,0,0,0,0,0,0,-6.6]
[null,null,"1999-01-02T07:30:00",1,2,8,6,"víkend",-6.7,"","",0,0,0,0,0,0,0,-6.7]
[null,null,"1999-01-02T08:30:00",1,2,9,6,"víkend",-6.2,"","",0,{"$f":"IF($K46=\"\",0,$K46/3600*1.2*1010*($L$1-(M$11/100*($L$1-$I46)+$I46)))","v":0},0,0,0,0,0,-6.2,null,"V = variable","m3/h.os"]
[null,null,"1999-01-02T09:30:00",1,2,10,6,"víkend",-5,"","",0,0,0,0,0,0,0,-5,null,"Potřeba tepla",null,0,50,60,67,80,90,100]
[null,null,"1999-01-02T10:30:00",1,2,11,6,"víkend",-4.9000000000000004,"","",0,0,0,0,0,0,0,-4.9000000000000004,null,null,10,{"$f":"+W49*10/$V$49","v":1413.9767699999993},{"$f":"+X49*10/$V$49","v":706.98838499999954},565.59070800000006,466.61233410000017,282.79535400000003,141.39767699999996,-3.2294167340296552E-16,"kWh/rok"]
[null,null,"1999-01-02T11:30:00",1,2,12,6,"víkend",-3.6,"","",0,0,0,0,0,0,0,-3.6,null,null,12,{"$f":"+L6","v":1696.7721239999992},848.38606199999947,678.70884960000001,559.93480092000016,339.3544248,169.67721239999995,-3.8753000808355863E-16,"kWh/rok"]
[null,null,"1999-01-02T12:30:00",1,2,13,6,"víkend",-2.5,"","",0,0,0,0,0,0,0,-2.5,null,null,20,{"$f":"+W49*$V50/$V$49","v":2827.9535399999986},{"$f":"+X49*$V50/$V$49","v":1413.9767699999991},1131.1814160000001,933.22466820000034,565.59070800000006,282.79535399999992,-6.4588334680593103E-16,"kWh/rok"]
[null,null,"1999-01-02T13:30:00",1,2,14,6,"víkend",-1.7,"","",0,0,0,0,0,0,0,-1.7,null,null,30,{"$f":"+W49*$V51/$V$49","v":4241.9303099999979},{"$f":"+X49*$V51/$V$49","v":2120.9651549999985},1696.7721240000001,1399.8370023000004,848.38606200000004,424.19303099999985,-9.688250202088966E-16]
[null,null,"1999-01-02T14:30:00",1,2,15,6,"víkend",-1.2,"","",0,0,0,0,0,0,0,-1.2,null,"Potřeba el. energie","SFP",0,1000,2000,3000,4000,5000]
[null,null,"1999-01-02T15:30:00",1,2,16,6,"víkend",-1,"","",0,0,0,0,0,0,0,-1,null,null,10,{"$f":"+W54/2","v":0},79.11,158.22,237.33,316.44,395.55]
[null,null,"1999-01-02T16:30:00",1,2,17,6,"víkend",-0.7,"","",0,0,0,0,0,0,0,-0.7,null,null,20,{"$f":"+W15","v":0},158.22,316.44,474.66,632.88,791.1]
[null,null,"1999-01-02T17:30:00",1,2,18,6,"víkend",-0.5,"","",0,0,0,0,0,0,0,-0.5,null,null,30,{"$f":"+W54*1.5","v":0},237.32999999999998,474.65999999999997,711.99,949.31999999999994,1186.6500000000001]
[null,null,"1999-01-02T18:30:00",1,2,19,6,"víkend",-0.4,"","",0,0,0,0,0,0,0,-0.4,null,null,0,0,0,0,0,0,0]
[null,null,"1999-01-02T19:30:00",1,2,20,6,"víkend",-0.2,"","",0,0,0,0,0,0,0,-0.2]
[null,null,"1999-01-02T20:30:00",1,2,21,6,"víkend",-0.2,"","",0,0,0,0,0,0,0,-0.2]
[null,null,"1999-01-02T21:30:00",1,2,22,6,"víkend",-0.1,"","",0,0,0,0,0,0,0,-0.1,null,null,null,1697]
[null,null,"1999-01-02T22:30:00",1,2,23,6,"víkend",0.1,"","",0,0,0,0,0,0,0,0.1]
[null,null,"1999-01-02T23:30:00",1,2,24,6,"víkend",0.3,"","",0,0,0,0,0,0,0,0.3]
[null,null,"1999-01-03T00:30:00",1,3,1,7,"víkend",0.5,"","",0,{"$f":"IF($K62=\"\",0,$K62/3600*1.2*1010*($L$1-(M$11/100*($L$1-$I62)+$I62)))","v":0},0,0,0,0,0,0.5]
[null,null,"1999-01-03T01:30:00",1,3,2,7,"víkend",0.4,"","",0,0,0,0,0,0,0,0.4]
[null,null,"1999-01-03T02:30:00",1,3,3,7,"víkend",0.2,"","",0,0,0,0,0,0,0,0.2]
[null,null,"1999-01-03T03:30:00",1,3,4,7,"víkend",0.1,"","",0,0,0,0,0,0,0,0.1]
[null,null,"1999-01-03T04:30:00",1,3,5,7,"víkend",0.4,"","",0,0,0,0,0,0,0,0.4]
[null,null,"1999-01-03T05:30:00",1,3,6,7,"víkend",0.6,"","",0,0,0,0,0,0,0,0.6]
[null,null,"1999-01-03T06:30:00",1,3,7,7,"víkend",0.7,"","",0,0,0,0,0,0,0,0.7]
[null,null,"1999-01-03T07:30:00",1,3,8,7,"víkend",1.3,"","",0,0,0,0,0,0,0,1.3]
[null,null,"1999-01-03T08:30:00",1,3,9,7,"víkend",1.8,"","",0,0,0,0,0,0,0,1.8]
[null,null,"1999-01-03T09:30:00",1,3,10,7,"víkend",2.5,"","",0,0,0,0,0,0,0,2.5]
[null,null,"1999-01-03T10:30:00",1,3,11,7,"víkend",3.3,"","",0,0,0,0,0,0,0,3.3]
[null,null,"1999-01-03T11:30:00",1,3,12,7,"víkend",3.6,"","",0,0,0,0,0,0,0,3.6]
[null,null,"1999-01-03T12:30:00",1,3,13,7,"víkend",5.6,"","",0,0,0,0,0,0,0,5.6]
[null,null,"1999-01-03T13:30:00",1,3,14,7,"víkend",5.9,"","",0,0,0,0,0,0,0,5.9]
[null,null,"1999-01-03T14:30:00",1,3,15,7,"víkend",5.3,"","",0,0,0,0,0,0,0,5.3]
[null,null,"1999-01-03T15:30:00",1,3,16,7,"víkend",4.7,"","",0,0,0,0,0,0,0,4.7]
[null,null,"1999-01-03T16:30:00",1,3,17,7,"víkend",3.3,"","",{"$f":"IF($K78=\"\",0,$K78/3600*1.2*1010*($L$1-(L$11*($L$1-$I78)+$I78)))","v":0},{"$f":"IF($K78=\"\",0,$K78/3600*1.2*1010*($L$1-(M$11/100*($L$1-$I78)+$I78)))","v":0},0,0,0,0,0,3.3]
[null,null,"1999-01-03T17:30:00",1,3,18,{"$f":"WEEKDAY(C79-1)","v":7},{"$f":"IF(G79=6,\"víkend\",IF(G79=7,\"víkend\",IF(OR(D79=7,D79=8),\"prázdniny\",IF(AND(D79=1,E79=1),\"prázdniny\",\"všední\"))))","v":"víkend"},3.2,{"$f":"+IF(K79=\"\",\"\",I79)","v":""},{"$f":"IF(OR(H79=\"víkend\",H79=\"prázdniny\"),\"\",IF(I79>13,0,IF(OR(F79<$E$5,F79>$E$6),\"\",IF(OR(F79=8,F79=14),$L$4/2,$L$4))))","v":""},0,0,0,0,0,0,0,3.2]
[null,null,{"$f":"C79+1/24","v":"1999-01-03T18:30:00"},1,3,19,7,"víkend",3.2,"","",0,0,0,0,0,0,0,3.2]
[null,null,"1999-01-03T19:30:00",1,3,20,7,"víkend",2.8,"","",0,0,0,0,0,0,0,2.8]
[null,null,"1999-01-03T20:30:00",1,3,21,7,"víkend",2.2000000000000002,"","",0,0,0,0,0,0,0,2.2000000000000002]
[null,null,"1999-01-03T21:30:00",1,3,22,7,"víkend",2,"","",0,0,0,0,0,0,0,2]
[null,null,"1999-01-03T22:30:00",1,3,23,7,"víkend",1.5,"","",0,0,0,0,0,0,0,1.5]
[null,null,"1999-01-03T23:30:00",1,3,24,7,"víkend",1.1000000000000001,"","",0,0,0,0,0,0,0,1.1000000000000001]
[null,null,"1999-01-04T00:30:00",1,4,1,1,"všední",0.6,"","",0,0,0,0,0,0,0,0.6]
[null,null,"1999-01-04T01:30:00",1,4,2,1,"všední",0.4,"","",0,0,0,0,0,0,0,0.4]
[null,null,"1999-01-04T02:30:00",1,4,3,1,"všední",0.3,"","",0,0,0,0,0,0,0,0.3]
[null,null,"1999-01-04T03:30:00",1,4,4,1,"všední",0.1,"","",0,0,0,0,0,0,0,0.1]
[null,null,"1999-01-04T04:30:00",1,4,5,1,"všední",0,"","",0,0,0,0,0,0,0,0]
[null,null,"1999-01-04T05:30:00",1,4,6,1,"všední",-0.4,"","",0,0,0,0,0,0,0,-0.4]
[null,null,"1999-01-04T06:30:00",1,4,7,1,"všední",-0.3,"","",0,0,0,0,0,0,0,-0.3]
[null,null,"1999-01-04T07:30:00",1,4,8,1,"všední",-0.1,-0.1,162,1205.3340000000001,602.66699999999992,482.1336,397.76021999999983,241.06679999999989,120.53340000000004,0,-0.1]
[null,null,"1999-01-04T08:30:00",1,4,9,1,"všední",-0.4,-0.4,324,2443.3919999999998,{"$f":"IF($K94=\"\",0,$K94/3600*1.2*1010*($L$1-(M$11/100*($L$1-$I94)+$I94)))","v":1221.6960000000001},977.35680000000002,806.31936000000007,488.67840000000001,244.33919999999983,0,-0.4]
[null,null,"1999-01-04T09:30:00",1,4,10,1,"všední",-0.8,-0.8,324,2487.0239999999999,1243.5119999999999,994.80960000000005,820.71791999999994,497.40479999999985,248.70240000000013,0,-0.8]
[null,null,"1999-01-04T10:30:00",1,4,11,1,"všední",-1.6,-1.6,324,2574.288,1287.1439999999998,1029.7151999999999,849.51503999999977,514.85759999999982,257.42879999999991,0,-1.6]
[null,null,"1999-01-04T11:30:00",1,4,12,1,"všední",-2,-2,324,2617.92,1308.96,1047.1680000000001,863.91359999999975,523.58399999999972,261.79199999999986,0,-2]
[null,null,"1999-01-04T12:30:00",1,4,13,1,"všední",-1.8,-1.8,324,2596.1039999999998,1298.0519999999999,1038.4416000000001,856.71431999999993,519.22079999999983,259.61039999999991,0,-1.8]
[null,null,"1999-01-04T13:30:00",1,4,14,1,"všední",-0.6,-0.6,162,1232.604,616.30199999999991,493.04159999999996,406.75931999999989,246.52079999999998,123.26039999999989,0,-0.6]
[null,null,"1999-01-04T14:30:00",1,4,15,1,"všední",-0.4,"","",0,0,0,0,0,0,0,-0.4]
[null,null,"1999-01-04T15:30:00",1,4,16,1,"všední",-1.7,"","",0,0,0,0,0,0,0,-1.7]
[null,null,"1999-01-04T16:30:00",1,4,17,1,"všední",-1.8,"","",0,0,0,0,0,0,0,-1.8]
[null,null,"1999-01-04T17:30:00",1,4,{"$f":"F79","v":18},1,"všední",-2.2999999999999998,"","",0,0,0,0,0,0,0,-2.2999999999999998]
[null,null,"1999-01-04T18:30:00",1,4,19,1,"všední",-2.6,"","",0,0,0,0,0,0,0,-2.6]
[null,null,"1999-01-04T19:30:00",1,4,20,1,"všední",-2.8,"","",0,0,0,0,0,0,0,-2.8]
[null,null,"1999-01-04T20:30:00",1,4,21,1,"všední",-3,"","",0,0,0,0,0,0,0,-3]
[null,null,"1999-01-04T21:30:00",1,4,22,1,"všední",-0.3,"","",0,0,0,0,0,0,0,-0.3]
[null,null,"1999-01-04T22:30:00",1,4,23,1,"všední",-1.5,"","",0,0,0,0,0,0,0,-1.5]
[null,null,"1999-01-04T23:30:00",1,4,24,1,"všední",-2.8,"","",0,0,0,0,0,0,0,-2.8]
[null,null,"1999-01-05T00:30:00",1,5,1,2,"všední",-4,"","",0,{"$f":"IF($K110=\"\",0,$K110/3600*1.2*1010*($L$1-(M$11/100*($L$1-$I110)+$I110)))","v":0},0,0,0,0,0,-4]
[null,null,"1999-01-05T01:30:00",1,5,2,2,"všední",-3.4,"","",0,0,0,0,0,0,0,-3.4]
[null,null,"1999-01-05T02:30:00",1,5,3,2,"všední",-2.8,"","",0,0,0,0,0,0,0,-2.8]
[null,null,"1999-01-05T03:30:00",1,5,4,2,"všední",-2.2000000000000002,"","",0,0,0,0,0,0,0,-2.2000000000000002]
[null,null,"1999-01-05T04:30:00",1,5,5,2,"všední",-2.2999999999999998,"","",0,0,0,0,0,0,0,-2.2999999999999998]
[null,null,"1999-01-05T05:30:00",1,5,6,2,"všední",-2.1,"","",0,0,0,0,0,0,0,-2.1]
[null,null,"1999-01-05T06:30:00",1,5,7,2,"všední",-3.8,"","",0,0,0,0,0,0,0,-3.8]
[null,null,"1999-01-05T07:30:00",1,5,8,2,"všední",-4.8,-4.8,162,1461.672,730.8359999999999,584.66880000000015,482.35175999999984,292.33439999999996,146.16719999999998,0,-4.8]
[null,null,"1999-01-05T08:30:00",1,5,9,2,"všední",-4,-4,324,2836.08,1418.04,1134.432,935.90639999999985,567.21599999999989,283.60799999999978,0,-4]
[null,null,"1999-01-05T09:30:00",1,5,10,2,"všední",-2,-2,324,2617.92,1308.96,1047.1680000000001,863.91359999999975,523.58399999999972,261.79199999999986,0,-2]
[null,null,"1999-01-05T10:30:00",1,5,11,2,"všední",-2,-2,324,2617.92,1308.96,1047.1680000000001,863.91359999999975,523.58399999999972,261.79199999999986,0,-2]
[null,null,"1999-01-05T11:30:00",1,5,12,2,"všední",-1.6,-1.6,324,2574.288,1287.1439999999998,1029.7151999999999,849.51503999999977,514.85759999999982,257.42879999999991,0,-1.6]
[null,null,"1999-01-05T12:30:00",1,5,13,2,"všední",0.9,0.9,324,2301.5880000000002,1150.7939999999999,920.63519999999994,759.52403999999967,460.31759999999986,230.15879999999993,0,0.9]
[null,null,"1999-01-05T13:30:00",1,5,14,2,"všední",0,0,162,1199.8799999999999,599.93999999999994,479.95200000000006,395.96039999999999,239.97599999999991,119.98799999999996,0,0]
[null,null,"1999-01-05T14:30:00",1,5,15,2,"všední",0,"","",0,0,0,0,0,0,0,0]
[null,null,"1999-01-05T15:30:00",1,5,16,2,"všední",-0.2,"","",0,0,0,0,0,0,0,-0.2]
[null,null,"1999-01-05T16:30:00",1,5,17,2,"všední",-0.3,"","",0,{"$f":"IF($K126=\"\",0,$K126/3600*1.2*1010*($L$1-(M$11/100*($L$1-$I126)+$I126)))","v":0},0,0,0,0,0,-0.3]
[null,null,"1999-01-05T17:30:00",1,5,18,2,"všední",-0.8,"","",0,0,0,0,0,0,0,-0.8]
[null,null,"1999-01-05T18:30:00",1,5,19,2,"všední",-1,"","",0,0,0,0,0,0,0,-1]
[null,null,"1999-01-05T19:30:00",1,5,20,2,"všední",-2.1,"","",0,0,0,0,0,0,0,-2.1]
[null,null,"1999-01-05T20:30:00",1,5,21,2,"všední",-2.4,"","",0,0,0,0,0,0,0,-2.4]
[null,null,"1999-01-05T21:30:00",1,5,22,2,"všední",-2.4,"","",0,0,0,0,0,0,0,-2.4]
[null,null,"1999-01-05T22:30:00",1,5,23,2,"všední",-2.4,"","",0,0,0,0,0,0,0,-2.4]
[null,null,"1999-01-05T23:30:00",1,5,24,2,"všední",-2.5,"","",0,0,0,0,0,0,0,-2.5]
[null,null,"1999-01-06T00:30:00",1,6,1,3,"všední",-2.5,"","",0,0,0,0,0,0,0,-2.5]
[null,null,"1999-01-06T01:30:00",1,6,2,3,"všední",-2.7,"","",0,0,0,0,0,0,0,-2.7]
[null,null,"1999-01-06T02:30:00",1,6,3,3,"všední",-2.9,"","",0,0,0,0,0,0,0,-2.9]
[null,null,"1999-01-06T03:30:00",1,6,4,3,"všední",-3.1,"","",0,0,0,0,0,0,0,-3.1]
[null,null,"1999-01-06T04:30:00",1,6,5,3,"všední",-3,"","",0,0,0,0,0,0,0,-3]
[null,null,"1999-01-06T05:30:00",1,6,6,3,"všední",-3.4,"","",0,0,0,0,0,0,0,-3.4]
[null,null,"1999-01-06T06:30:00",1,6,7,3,"všední",-3.3,"","",0,0,0,0,0,0,0,-3.3]
[null,null,"1999-01-06T07:30:00",1,6,8,3,"všední",-3.6,-3.6,162,1396.2240000000002,698.11199999999997,558.4896,460.75391999999994,279.24479999999988,139.62239999999994,0,-3.6]
[null,null,"1999-01-06T08:30:00",1,6,9,3,"všední",-3.1,-3.1,324,{"$f":"IF($K142=\"\",0,$K142/3600*1.2*1010*($L$1-(L$11*($L$1-$I142)+$I142)))","v":2737.9079999999999},{"$f":"IF($K142=\"\",0,$K142/3600*1.2*1010*($L$1-(M$11/100*($L$1-$I142)+$I142)))","v":1368.954},1095.1632,903.50963999999954,547.58159999999998,273.79079999999976,0,-3.1]
[null,null,"1999-01-06T09:30:00",1,6,10,{"$f":"WEEKDAY(C143-1)","v":3},{"$f":"IF(G143=6,\"víkend\",IF(G143=7,\"víkend\",IF(OR(D143=7,D143=8),\"prázdniny\",IF(AND(D143=1,E143=1),\"prázdniny\",\"všední\"))))","v":"všední"},-3,{"$f":"+IF(K143=\"\",\"\",I143)","v":-3},{"$f":"IF(OR(H143=\"víkend\",H143=\"prázdniny\"),\"\",IF(I143>13,0,IF(OR(F143<$E$5,F143>$E$6),\"\",IF(OR(F143=8,F143=14),$L$4/2,$L$4))))","v":324},2727,1363.5,1090.8,899.91,545.4,272.7,0,-3]
[null,null,{"$f":"C143+1/24","v":"1999-01-06T10:30:00"},1,6,11,3,"všední",-2.1,-2.1,324,2628.828,1314.4139999999998,1051.5311999999999,867.51323999999977,525.76560000000006,262.88280000000003,0,-2.1]
[null,null,"1999-01-06T11:30:00",1,6,12,3,"všední",-0.7,-0.7,324,2476.116,1238.058,990.44640000000004,817.11827999999991,495.22319999999991,247.61159999999995,0,-0.7]
[null,null,"1999-01-06T12:30:00",1,6,13,3,"všední",-0.1,-0.1,324,2410.6680000000001,1205.3339999999998,964.2672,795.52043999999967,482.13359999999977,241.06680000000009,0,-0.1]
[null,null,"1999-01-06T13:30:00",1,6,14,3,"všední",0.4,0.4,162,1178.0640000000001,589.03199999999993,471.22559999999993,388.76111999999989,235.61280000000002,117.80640000000001,0,0.4]
[null,null,"1999-01-06T14:30:00",1,6,15,3,"všední",-0.1,"","",0,0,0,0,0,0,0,-0.1]
[null,null,"1999-01-06T15:30:00",1,6,16,3,"všední",-0.2,"","",0,0,0,0,0,0,0,-0.2]
[null,null,"1999-01-06T16:30:00",1,6,17,3,"všední",-0.1,"","",0,0,0,0,0,0,0,-0.1]
[null,null,"1999-01-06T17:30:00",1,6,18,3,"všední",-0.2,"","",0,0,0,0,0,0,0,-0.2]
[null,null,"1999-01-06T18:30:00",1,6,19,3,"všední",0.1,"","",0,0,0,0,0,0,0,0.1]
[null,null,"1999-01-06T19:30:00",1,6,20,3,"všední",-0.2,"","",0,0,0,0,0,0,0,-0.2]
[null,null,"1999-01-06T20:30:00",1,6,21,3,"všední",-0.3,"","",0,0,0,0,0,0,0,-0.3]
[null,null,"1999-01-06T21:30:00",1,6,22,3,"všední",-0.9,"","",0,0,0,0,0,0,0,-0.9]
[null,null,"1999-01-06T22:30:00",1,6,23,3,"všední",-0.6,"","",0,0,0,0,0,0,0,-0.6]
[null,null,"1999-01-06T23:30:00",1,6,24,3,"všední",-0.4,"","",0,0,0,0,0,0,0,-0.4]
[null,null,"1999-01-07T00:30:00",1,7,1,4,"všední",-0.1,"","",0,{"$f":"IF($K158=\"\",0,$K158/3600*1.2*1010*($L$1-(M$11/100*($L$1-$I158)+$I158)))","v":0},0,0,0,0,0,-0.1]
[null,null,"1999-01-07T01:30:00",1,7,2,4,"všední",0,"","",0,0,0,0,0,0,0,0]
[null,null,"1999-01-07T02:30:00",1,7,3,4,"všední",0,"","",0,0,0,0,0,0,0,0]
[null,null,"1999-01-07T03:30:00",1,7,4,4,"všední",0.1,"","",0,0,0,0,0,0,0,0.1]
[null,null,"1999-01-07T04:30:00",1,7,5,4,"všední",0.1,"","",0,0,0,0,0,0,0,0.1]
[null,null,"1999-01-07T05:30:00",1,7,6,4,"všední",-0.1,"","",0,0,0,0,0,0,0,-0.1]
[null,null,"1999-01-07T06:30:00",1,7,7,4,"všední",-0.5,"","",0,0,0,0,0,0,0,-0.5]
[null,null,"1999-01-07T07:30:00",1,7,8,4,"všední",-0.2,-0.2,162,1210.788,605.39400000000001,484.31520000000006,399.5600399999999,242.15759999999986,121.07879999999993,0,-0.2]
[null,null,"1999-01-07T08:30:00",1,7,9,4,"všední",0.3,0.3,324,2367.0360000000001,1183.518,946.81439999999998,781.12187999999992,473.40719999999999,236.7035999999998,0,0.3]
[null,null,"1999-01-07T09:30:00",1,7,{"$f":"F143","v":10},4,"všední",0.9,0.9,324,2301.5880000000002,1150.7939999999999,920.63519999999994,759.52403999999967,460.31759999999986,230.15879999999993,0,0.9]
[null,null,"1999-01-07T10:30:00",1,7,11,4,"všední",1,1,324,2290.6799999999998,1145.3399999999999,916.27200000000005,755.92439999999999,458.13599999999991,229.06799999999976,0,1]
[null,null,"1999-01-07T11:30:00",1,7,12,4,"všední",0.9,0.9,324,2301.5880000000002,1150.7939999999999,920.63519999999994,759.52403999999967,460.31759999999986,230.15879999999993,0,0.9]
[null,null,"1999-01-07T12:30:00",1,7,13,4,"všední",-0.7,-0.7,324,2476.116,1238.058,990.44640000000004,817.11827999999991,495.22319999999991,247.61159999999995,0,-0.7]
[null,null,"1999-01-07T13:30:00",1,7,14,4,"všední",0.1,0.1,162,1194.4259999999999,597.21300000000008,477.77040000000005,394.16058000000004,238.88519999999994,119.44259999999987,0,0.1]
[null,null,"1999-01-07T14:30:00",1,7,15,4,"všední",-0.8,"","",0,0,0,0,0,0,0,-0.8]
[null,null,"1999-01-07T15:30:00",1,7,16,4,"všední",-1.1000000000000001,"","",0,0,0,0,0,0,0,-1.1000000000000001]
[null,null,"1999-01-07T16:30:00",1,7,17,4,"všední",-2.1,"","",0,{"$f":"IF($K174=\"\",0,$K174/3600*1.2*1010*($L$1-(M$11/100*($L$1-$I174)+$I174)))","v":0},0,0,0,0,0,-2.1]
[null,null,"1999-01-07T17:30:00",1,7,18,4,"všední",-3.1,"","",0,0,0,0,0,0,0,-3.1]
[null,null,"1999-01-07T18:30:00",1,7,19,4,"všední",-3.4,"","",0,0,0,0,0,0,0,-3.4]
[null,null,"1999-01-07T19:30:00",1,7,20,4,"všední",-2.4,"","",0,0,0,0,0,0,0,-2.4]
[null,null,"1999-01-07T20:30:00",1,7,21,4,"všední",-2.5,"","",0,0,0,0,0,0,0,-2.5]
[null,null,"1999-01-07T21:30:00",1,7,22,4,"všední",-3.9,"","",0,0,0,0,0,0,0,-3.9]
[null,null,"1999-01-07T22:30:00",1,7,23,4,"všední",-4.3,"","",0,0,0,0,0,0,0,-4.3]
[null,null,"1999-01-07T23:30:00",1,7,24,4,"všední",-4.5999999999999996,"","",0,0,0,0,0,0,0,-4.5999999999999996]
[null,null,"1999-01-08T00:30:00",1,8,1,5,"všední",-5,"","",0,0,0,0,0,0,0,-5]
[null,null,"1999-01-08T01:30:00",1,8,2,5,"všední",-4.8,"","",0,0,0,0,0,0,0,-4.8]
[null,null,"1999-01-08T02:30:00",1,8,3,5,"všední",-4.5,"","",0,0,0,0,0,0,0,-4.5]
[null,null,"1999-01-08T03:30:00",1,8,4,5,"všední",-4.3,"","",0,0,0,0,0,0,0,-4.3]
[null,null,"1999-01-08T04:30:00",1,8,5,5,"všední",-4,"","",0,0,0,0,0,0,0,-4]
[null,null,"1999-01-08T05:30:00",1,8,6,5,"všední",-3.8,"","",0,0,0,0,0,0,0,-3.8]
[null,null,"1999-01-08T06:30:00",1,8,7,5,"všední",-3.7,"","",0,0,0,0,0,0,0,-3.7]
[null,null,"1999-01-08T07:30:00",1,8,8,5,"všední",-3.6,-3.6,162,1396.2240000000002,698.11199999999997,558.4896,460.75391999999994,279.24479999999988,139.62239999999994,0,-3.6]
[null,null,"1999-01-08T08:30:00",1,8,9,5,"všední",-3.3,-3.3,324,2759.7240000000002,{"$f":"IF($K190=\"\",0,$K190/3600*1.2*1010*($L$1-(M$11/100*($L$1-$I190)+$I190)))","v":1379.8619999999999},1103.8896000000002,910.70892000000003,551.94479999999987,275.97240000000011,0,-3.3]
[null,null,"1999-01-08T09:30:00",1,8,10,5,"všední",-2.6,-2.6,324,2683.3679999999999,1341.684,1073.3471999999999,885.51143999999965,536.67359999999974,268.3368000000001,0,-2.6]
[null,null,"1999-01-08T10:30:00",1,8,11,5,"všední",-2.1,-2.1,324,2628.828,1314.4139999999998,1051.5311999999999,867.51323999999977,525.76560000000006,262.88280000000003,0,-2.1]
[null,null,"1999-01-08T11:30:00",1,8,12,5,"všední",-2.1,-2.1,324,2628.828,1314.4139999999998,1051.5311999999999,867.51323999999977,525.76560000000006,262.88280000000003,0,-2.1]
[null,null,"1999-01-08T12:30:00",1,8,13,5,"všední",-1.4,-1.4,324,2552.4719999999998,1276.2360000000001,1020.9888000000001,842.31575999999995,510.49439999999998,255.24719999999999,0,-1.4]
[null,null,"1999-01-08T13:30:00",1,8,14,5,"všední",-1.1000000000000001,-1.1000000000000001,162,1259.874,629.9369999999999,503.94959999999992,415.75841999999989,251.97480000000004,125.98739999999992,0,-1.1000000000000001]
[null,null,"1999-01-08T14:30:00",1,8,15,5,"všední",-0.9,"","",0,0,0,0,0,0,0,-0.9]
[null,null,"1999-01-08T15:30:00",1,8,16,5,"všední",-1.4,"","",0,0,0,0,0,0,0,-1.4]
[null,null,"1999-01-08T16:30:00",1,8,17,5,"všední",-2.6,"","",0,0,0,0,0,0,0,-2.6]
[null,null,"1999-01-08T17:30:00",1,8,18,5,"všední",-2.1,"","",0,0,0,0,0,0,0,-2.1]
[null,null,"1999-01-08T18:30:00",1,8,19,5,"všední",-1.8,"","",0,0,0,0,0,0,0,-1.8]
[null,null,"1999-01-08T19:30:00",1,8,20,5,"všední",-2,"","",0,0,0,0,0,0,0,-2]
[null,null,"1999-01-08T20:30:00",1,8,21,5,"všední",-2.2999999999999998,"","",0,0,0,0,0,0,0,-2.2999999999999998]
[null,null,"1999-01-08T21:30:00",1,8,22,5,"všední",-3.4,"","",0,0,0,0,0,0,0,-3.4]
[null,null,"1999-01-08T22:30:00",1,8,23,5,"všední",-3.7,"","",0,0,0,0,0,0,0,-3.7]
[null,null,"1999-01-08T23:30:00",1,8,24,5,"všední",-3.9,"","",0,0,0,0,0,0,0,-3.9]
[null,null,"1999-01-09T00:30:00",1,9,1,6,"víkend",-4.2,"","",{"$f":"IF($K206=\"\",0,$K206/3600*1.2*1010*($L$1-(L$11*($L$1-$I206)+$I206)))","v":0},{"$f":"IF($K206=\"\",0,$K206/3600*1.2*1010*($L$1-(M$11/100*($L$1-$I206)+$I206)))","v":0},0,0,0,0,0,-4.2]
[null,null,"1999-01-09T01:30:00",1,9,2,{"$f":"WEEKDAY(C207-1)","v":6},{"$f":"IF(G207=6,\"víkend\",IF(G207=7,\"víkend\",IF(OR(D207=7,D207=8),\"prázdniny\",IF(AND(D207=1,E207=1),\"prázdniny\",\"všední\"))))","v":"víkend"},-4.2,{"$f":"+IF(K207=\"\",\"\",I207)","v":""},{"$f":"IF(OR(H207=\"víkend\",H207=\"prázdniny\"),\"\",IF(I207>13,0,IF(OR(F207<$E$5,F207>$E$6),\"\",IF(OR(F207=8,F207=14),$L$4/2,$L$4))))","v":""},0,0,0,0,0,0,0,-4.2]
[null,null,{"$f":"C207+1/24","v":"1999-01-09T02:30:00"},1,9,3,6,"víkend",-4.0999999999999996,"","",0,0,0,0,0,0,0,-4.0999999999999996]
[null,null,"1999-01-09T03:30:00",1,9,4,6,"víkend",-4.0999999999999996,"","",0,0,0,0,0,0,0,-4.0999999999999996]
[null,null,"1999-01-09T04:30:00",1,9,5,6,"víkend",-4.2,"","",0,0,0,0,0,0,0,-4.2]
[null,null,"1999-01-09T05:30:00",1,9,6,6,"víkend",-4.5999999999999996,"","",0,0,0,0,0,0,0,-4.5999999999999996]
[null,null,"1999-01-09T06:30:00",1,9,7,6,"víkend",-4.8,"","",0,0,0,0,0,0,0,-4.8]
[null,null,"1999-01-09T07:30:00",1,9,8,6,"víkend",-4.5999999999999996,"","",0,0,0,0,0,0,0,-4.5999999999999996]
[null,null,"1999-01-09T08:30:00",1,9,9,6,"víkend",-4.4000000000000004,"","",0,0,0,0,0,0,0,-4.4000000000000004]
[null,null,"1999-01-09T09:30:00",1,9,10,6,"víkend",-3.6,"","",0,0,0,0,0,0,0,-3.6]
[null,null,"1999-01-09T10:30:00",1,9,11,6,"víkend",-3.6,"","",0,0,0,0,0,0,0,-3.6]
[null,null,"1999-01-09T11:30:00",1,9,12,6,"víkend",-3.6,"","",0,0,0,0,0,0,0,-3.6]
[null,null,"1999-01-09T12:30:00",1,9,13,6,"víkend",-3.8,"","",0,0,0,0,0,0,0,-3.8]
[null,null,"1999-01-09T13:30:00",1,9,14,6,"víkend",-4,"","",0,0,0,0,0,0,0,-4]
[null,null,"1999-01-09T14:30:00",1,9,15,6,"víkend",-4,"","",0,0,0,0,0,0,0,-4]
[null,null,"1999-01-09T15:30:00",1,9,16,6,"víkend",-4.2,"","",0,0,0,0,0,0,0,-4.2]
[null,null,"1999-01-09T16:30:00",1,9,17,6,"víkend",-4.8,"","",0,{"$f":"IF($K222=\"\",0,$K222/3600*1.2*1010*($L$1-(M$11/100*($L$1-$I222)+$I222)))","v":0},0,0,0,0,0,-4.8]
[null,null,"1999-01-09T17:30:00",1,9,18,6,"víkend",-5,"","",0,0,0,0,0,0,0,-5]
[null,null,"1999-01-09T18:30:00",1,9,19,6,"víkend",-6.8,"","",0,0,0,0,0,0,0,-6.8]
[null,null,"1999-01-09T19:30:00",1,9,20,6,"víkend",-7.2,"","",0,0,0,0,0,0,0,-7.2]
[null,null,"1999-01-09T20:30:00",1,9,21,6,"víkend",-8.5,"","",0,0,0,0,0,0,0,-8.5]
[null,null,"1999-01-09T21:30:00",1,9,22,6,"víkend",-8.6,"","",0,0,0,0,0,0,0,-8.6]
[null,null,"1999-01-09T22:30:00",1,9,23,6,"víkend",-9.3000000000000007,"","",0,0,0,0,0,0,0,-9.3000000000000007]
[null,null,"1999-01-09T23:30:00",1,9,24,6,"víkend",-10.1,"","",0,0,0,0,0,0,0,-10.1]
[null,null,"1999-01-10T00:30:00",1,10,1,7,"víkend",-10.8,"","",0,0,0,0,0,0,0,-10.8]
[null,null,"1999-01-10T01:30:00",1,10,{"$f":"F207","v":2},7,"víkend",-11.1,"","",0,0,0,0,0,0,0,-11.1]
[null,null,"1999-01-10T02:30:00",1,10,3,7,"víkend",-11.5,"","",0,0,0,0,0,0,0,-11.5]
[null,null,"1999-01-10T03:30:00",1,10,4,7,"víkend",-11.8,"","",0,0,0,0,0,0,0,-11.8]
[null,null,"1999-01-10T04:30:00",1,10,5,7,"víkend",-12.1,"","",0,0,0,0,0,0,0,-12.1]
[null,null,"1999-01-10T05:30:00",1,10,6,7,"víkend",-12.4,"","",0,0,0,0,0,0,0,-12.4]
[null,null,"1999-01-10T06:30:00",1,10,7,7,"víkend",-11.4,"","",0,0,0,0,0,0,0,-11.4]
[null,null,"1999-01-10T07:30:00",1,10,8,7,"víkend",-11.5,"","",0,0,0,0,0,0,0,-11.5]
[null,null,"1999-01-10T08:30:00",1,10,9,7,"víkend",-11.1,"","",0,{"$f":"IF($K238=\"\",0,$K238/3600*1.2*1010*($L$1-(M$11/100*($L$1-$I238)+$I238)))","v":0},0,0,0,0,0,-11.1]
[null,null,"1999-01-10T09:30:00",1,10,10,7,"víkend",-9.4,"","",0,0,0,0,0,0,0,-9.4]
[null,null,"1999-01-10T10:30:00",1,10,11,7,"víkend",-7.4,"","",0,0,0,0,0,0,0,-7.4]
[null,null,"1999-01-10T11:30:00",1,10,12,7,"víkend",-6.5,"","",0,0,0,0,0,0,0,-6.5]
[null,null,"1999-01-10T12:30:00",1,10,13,7,"víkend",-4.9000000000000004,"","",0,0,0,0,0,0,0,-4.9000000000000004]
[null,null,"1999-01-10T13:30:00",1,10,14,7,"víkend",-4.3,"","",0,0,0,0,0,0,0,-4.3]
[null,null,"1999-01-10T14:30:00",1,10,15,7,"víkend",-4.5999999999999996,"","",0,0,0,0,0,0,0,-4.5999999999999996]
[null,null,"1999-01-10T15:30:00",1,10,16,7,"víkend",-5.2,"","",0,0,0,0,0,0,0,-5.2]
[null,null,"1999-01-10T16:30:00",1,10,17,7,"víkend",-6.5,"","",0,0,0,0,0,0,0,-6.5]
[null,null,"1999-01-10T17:30:00",1,10,18,7,"víkend",-7.4,"","",0,0,0,0,0,0,0,-7.4]
[null,null,"1999-01-10T18:30:00",1,10,19,7,"víkend",-8.1999999999999993,"","",0,0,0,0,0,0,0,-8.1999999999999993]
[null,null,"1999-01-10T19:30:00",1,10,20,7,"víkend",-7.7,"","",0,0,0,0,0,0,0,-7.7]
[null,null,"1999-01-10T20:30:00",1,10,21,7,"víkend",-7.3,"","",0,0,0,0,0,0,0,-7.3]
[null,null,"1999-01-10T21:30:00",1,10,22,7,"víkend",-6.3,"","",0,0,0,0,0,0,0,-6.3]
[null,null,"1999-01-10T22:30:00",1,10,23,7,"víkend",-6,"","",0,0,0,0,0,0,0,-6]
[null,null,"1999-01-10T23:30:00",1,10,24,7,"víkend",-5.6,"","",0,0,0,0,0,0,0,-5.6]
[null,null,"1999-01-11T00:30:00",1,11,1,1,"všední",-5.3,"","",0,{"$f":"IF($K254=\"\",0,$K254/3600*1.2*1010*($L$1-(M$11/100*($L$1-$I254)+$I254)))","v":0},0,0,0,0,0,-5.3]
[null,null,"1999-01-11T01:30:00",1,11,2,1,"všední",-4.9000000000000004,"","",0,0,0,0,0,0,0,-4.9000000000000004]
[null,null,"1999-01-11T02:30:00",1,11,3,1,"všední",-4.4000000000000004,"","",0,0,0,0,0,0,0,-4.4000000000000004]
[null,null,"1999-01-11T03:30:00",1,11,4,1,"všední",-4,"","",0,0,0,0,0,0,0,-4]
[null,null,"1999-01-11T04:30:00",1,11,5,1,"všední",-2.5,"","",0,0,0,0,0,0,0,-2.5]
[null,null,"1999-01-11T05:30:00",1,11,6,1,"všední",0.3,"","",0,0,0,0,0,0,0,0.3]
[null,null,"1999-01-11T06:30:00",1,11,7,1,"všední",2.1,"","",0,0,0,0,0,0,0,2.1]
[null,null,"1999-01-11T07:30:00",1,11,8,1,"všední",2.5,2.5,162,1063.53,531.76499999999999,425.41200000000003,350.96489999999994,212.70599999999993,106.35299999999997,0,2.5]
[null,null,"1999-01-11T08:30:00",1,11,9,1,"všední",2.6,2.6,324,2116.1519999999996,1058.076,846.46080000000018,698.33016000000009,423.23039999999986,211.61519999999976,0,2.6]
[null,null,"1999-01-11T09:30:00",1,11,10,1,"všední",2.9,2.9,324,2083.4280000000003,1041.7139999999999,833.37119999999982,687.53123999999968,416.68560000000002,208.34280000000001,0,2.9]
[null,null,"1999-01-11T10:30:00",1,11,11,1,"všední",3.4,3.4,324,2028.8880000000001,1014.4439999999998,811.5551999999999,669.5330399999998,405.77759999999989,202.88879999999995,0,3.4]
[null,null,"1999-01-11T11:30:00",1,11,12,1,"všední",3.8,3.8,324,1985.2559999999999,992.62800000000016,794.1024000000001,655.13448000000005,397.05120000000005,198.52560000000003,0,3.8]
[null,null,"1999-01-11T12:30:00",1,11,13,1,"všední",4.5999999999999996,4.5999999999999996,324,1897.9919999999997,948.99600000000009,759.19680000000005,626.3373600000001,379.59840000000003,189.79920000000021,0,4.5999999999999996]
[null,null,"1999-01-11T13:30:00",1,11,14,1,"všední",4.3,4.3,162,965.35799999999995,482.67900000000009,386.14320000000009,318.56814000000003,193.07159999999996,96.535799999999981,0,4.3]
[null,null,"1999-01-11T14:30:00",1,11,15,1,"všední",4.0999999999999996,"","",0,0,0,0,0,0,0,4.0999999999999996]
[null,null,"1999-01-11T15:30:00",1,11,16,1,"všední",4.2,"","",0,0,0,0,0,0,0,4.2]
[null,null,"1999-01-11T16:30:00",1,11,17,1,"všední",4.0999999999999996,"","",{"$f":"IF($K270=\"\",0,$K270/3600*1.2*1010*($L$1-(L$11*($L$1-$I270)+$I270)))","v":0},{"$f":"IF($K270=\"\",0,$K270/3600*1.2*1010*($L$1-(M$11/100*($L$1-$I270)+$I270)))","v":0},0,0,0,0,0,4.0999999999999996]
[null,null,"1999-01-11T17:30:00",1,11,18,{"$f":"WEEKDAY(C271-1)","v":1},{"$f":"IF(G271=6,\"víkend\",IF(G271=7,\"víkend\",IF(OR(D271=7,D271=8),\"prázdniny\",IF(AND(D271=1,E271=1),\"prázdniny\",\"všední\"))))","v":"všední"},3.2,{"$f":"+IF(K271=\"\",\"\",I271)","v":""},{"$f":"IF(OR(H271=\"víkend\",H271=\"prázdniny\"),\"\",IF(I271>13,0,IF(OR(F271<$E$5,F271>$E$6),\"\",IF(OR(F271=8,F271=14),$L$4/2,$L$4))))","v":""},0,0,0,0,0,0,0,3.2]
[null,null,{"$f":"C271+1/24","v":"1999-01-11T18:30:00"},1,11,19,1,"všední",3.2,"","",0,0,0,0,0,0,0,3.2]
[null,null,"1999-01-11T19:30:00",1,11,20,1,"všední",2.8,"","",0,0,0,0,0,0,0,2.8]
[null,null,"1999-01-11T20:30:00",1,11,21,1,"všední",2.8,"","",0,0,0,0,0,0,0,2.8]
[null,null,"1999-01-11T21:30:00",1,11,22,1,"všední",2,"","",0,0,0,0,0,0,0,2]
[null,null,"1999-01-11T22:30:00",1,11,23,1,"všední",1.7,"","",0,0,0,0,0,0,0,1.7]
[null,null,"1999-01-11T23:30:00",1,11,24,1,"všední",1.5,"","",0,0,0,0,0,0,0,1.5]
[null,null,"1999-01-12T00:30:00",1,12,1,2,"všední",1.2,"","",0,0,0,0,0,0,0,1.2]
[null,null,"1999-01-12T01:30:00",1,12,2,2,"všední",1.4,"","",0,0,0,0,0,0,0,1.4]
[null,null,"1999-01-12T02:30:00",1,12,3,2,"všední",1.6,"","",0,0,0,0,0,0,0,1.6]
[null,null,"1999-01-12T03:30:00",1,12,4,2,"všední",1.8,"","",0,0,0,0,0,0,0,1.8]
[null,null,"1999-01-12T04:30:00",1,12,5,2,"všední",1.8,"","",0,0,0,0,0,0,0,1.8]
[null,null,"1999-01-12T05:30:00",1,12,6,2,"všední",1.2,"","",0,0,0,0,0,0,0,1.2]
[null,null,"1999-01-12T06:30:00",1,12,7,2,"všední",2.2000000000000002,"","",0,0,0,0,0,0,0,2.2000000000000002]
[null,null,"1999-01-12T07:30:00",1,12,8,2,"všední",2.2000000000000002,2.2000000000000002,162,1079.8920000000001,539.94599999999991,431.95679999999987,356.36435999999992,215.97839999999985,107.98920000000003,0,2.2000000000000002]
[null,null,"1999-01-12T08:30:00",1,12,9,2,"všední",2.2000000000000002,2.2000000000000002,324,2159.7840000000001,{"$f":"IF($K286=\"\",0,$K286/3600*1.2*1010*($L$1-(M$11/100*($L$1-$I286)+$I286)))","v":1079.8919999999998},863.91359999999975,712.72871999999984,431.9567999999997,215.97840000000005,0,2.2000000000000002]
[null,null,"1999-01-12T09:30:00",1,12,10,2,"všední",2.6,2.6,324,2116.1519999999996,1058.076,846.46080000000018,698.33016000000009,423.23039999999986,211.61519999999976,0,2.6]
[null,null,"1999-01-12T10:30:00",1,12,11,2,"všední",2.8,2.8,324,2094.3359999999998,1047.1680000000001,837.73439999999994,691.13087999999982,418.86719999999997,209.43359999999979,0,2.8]
[null,null,"1999-01-12T11:30:00",1,12,12,2,"všední",2.8,2.8,324,2094.3359999999998,1047.1680000000001,837.73439999999994,691.13087999999982,418.86719999999997,209.43359999999979,0,2.8]
[null,null,"1999-01-12T12:30:00",1,12,13,2,"všední",3.2,3.2,324,2050.7040000000002,1025.3519999999999,820.28159999999991,676.73231999999962,410.14079999999979,205.07039999999989,0,3.2]
[null,null,"1999-01-12T13:30:00",1,12,14,2,"všední",4,4,162,981.72,490.86,392.68800000000005,323.96759999999989,196.34400000000008,98.17200000000004,0,4]
[null,null,"1999-01-12T14:30:00",1,12,15,2,"všední",2.6,"","",0,0,0,0,0,0,0,2.6]
[null,null,"1999-01-12T15:30:00",1,12,16,2,"všední",2.4,"","",0,0,0,0,0,0,0,2.4]
[null,null,"1999-01-12T16:30:00",1,12,17,2,"všední",1.9,"","",0,0,0,0,0,0,0,1.9]
[null,null,"1999-01-12T17:30:00",1,12,{"$f":"F271","v":18},2,"všední",1.6,"","",0,0,0,0,0,0,0,1.6]
[null,null,"1999-01-12T18:30:00",1,12,19,2,"všední",1.7,"","",0,0,0,0,0,0,0,1.7]
[null,null,"1999-01-12T19:30:00",1,12,20,2,"všední",1.8,"","",0,0,0,0,0,0,0,1.8]
[null,null,"1999-01-12T20:30:00",1,12,21,2,"všední",2,"","",0,0,0,0,0,0,0,2]
[null,null,"1999-01-12T21:30:00",1,12,22,2,"všední",2.2000000000000002,"","",0,0,0,0,0,0,0,2.2000000000000002]
[null,null,"1999-01-12T22:30:00",1,12,23,2,"všední",2.1,"","",0,0,0,0,0,0,0,2.1]
[null,null,"1999-01-12T23:30:00",1,12,24,2,"všední",1.9,"","",0,0,0,0,0,0,0,1.9]
[null,null,"1999-01-13T00:30:00",1,13,1,3,"všední",1.8,"","",0,{"$f":"IF($K302=\"\",0,$K302/3600*1.2*1010*($L$1-(M$11/100*($L$1-$I302)+$I302)))","v":0},0,0,0,0,0,1.8]
[null,null,"1999-01-13T01:30:00",1,13,2,3,"všední",1.8,"","",0,0,0,0,0,0,0,1.8]
[null,null,"1999-01-13T02:30:00",1,13,3,3,"všední",1.9,"","",0,0,0,0,0,0,0,1.9]
[null,null,"1999-01-13T03:30:00",1,13,4,3,"všední",1.9,"","",0,0,0,0,0,0,0,1.9]
[null,null,"1999-01-13T04:30:00",1,13,5,3,"všední",1.8,"","",0,0,0,0,0,0,0,1.8]
[null,null,"1999-01-13T05:30:00",1,13,6,3,"všední",2.2000000000000002,"","",0,0,0,0,0,0,0,2.2000000000000002]
[null,null,"1999-01-13T06:30:00",1,13,7,3,"všední",2.2999999999999998,"","",0,0,0,0,0,0,0,2.2999999999999998]
[null,null,"1999-01-13T07:30:00",1,13,8,3,"všední",2.1,2.1,162,1085.346,542.673,434.13840000000005,358.16417999999999,217.06920000000002,108.53459999999991,0,2.1]
[null,null,"1999-01-13T08:30:00",1,13,9,3,"všední",2.2000000000000002,2.2000000000000002,324,2159.7840000000001,1079.8919999999998,863.91359999999975,712.72871999999984,431.9567999999997,215.97840000000005,0,2.2000000000000002]
[null,null,"1999-01-13T09:30:00",1,13,10,3,"všední",2.5,2.5,324,2127.06,1063.53,850.82400000000007,701.92979999999989,425.41199999999986,212.70599999999993,0,2.5]
[null,null,"1999-01-13T10:30:00",1,13,11,3,"všední",2.6,2.6,324,2116.1519999999996,1058.076,846.46080000000018,698.33016000000009,423.23039999999986,211.61519999999976,0,2.6]
[null,null,"1999-01-13T11:30:00",1,13,12,3,"všední",2.6,2.6,324,2116.1519999999996,1058.076,846.46080000000018,698.33016000000009,423.23039999999986,211.61519999999976,0,2.6]
[null,null,"1999-01-13T12:30:00",1,13,13,3,"všední",2.4,2.4,324,2137.9680000000003,1068.9839999999999,855.18719999999996,705.52943999999979,427.59359999999981,213.79680000000008,0,2.4]
[null,null,"1999-01-13T13:30:00",1,13,14,3,"všední",2.5,2.5,162,1063.53,531.76499999999999,425.41200000000003,350.96489999999994,212.70599999999993,106.35299999999997,0,2.5]
[null,null,"1999-01-13T14:30:00",1,13,15,3,"všední",2.2999999999999998,"","",0,0,0,0,0,0,0,2.2999999999999998]
[null,null,"1999-01-13T15:30:00",1,13,16,3,"všední",2.2000000000000002,"","",0,0,0,0,0,0,0,2.2000000000000002]
[null,null,"1999-01-13T16:30:00",1,13,17,3,"všední",2.2000000000000002,"","",0,{"$f":"IF($K318=\"\",0,$K318/3600*1.2*1010*($L$1-(M$11/100*($L$1-$I318)+$I318)))","v":0},0,0,0,0,0,2.2000000000000002]
[null,null,"1999-01-13T17:30:00",1,13,18,3,"všední",2.2999999999999998,"","",0,0,0,0,0,0,0,2.2999999999999998]
[null,null,"1999-01-13T18:30:00",1,13,19,3,"všední",2.8,"","",0,0,0,0,0,0,0,2.8]
[null,null,"1999-01-13T19:30:00",1,13,20,3,"všední",2.5,"","",0,0,0,0,0,0,0,2.5]
[null,null,"1999-01-13T20:30:00",1,13,21,3,"všední",3,"","",0,0,0,0,0,0,0,3]
[null,null,"1999-01-13T21:30:00",1,13,22,3,"všední",3.5,"","",0,0,0,0,0,0,0,3.5]
[null,null,"1999-01-13T22:30:00",1,13,23,3,"všední",3.8,"","",0,0,0,0,0,0,0,3.8]
[null,null,"1999-01-13T23:30:00",1,13,24,3,"všední",4.2,"","",0,0,0,0,0,0,0,4.2]
[null,null,"1999-01-14T00:30:00",1,14,1,4,"všední",4.5,"","",0,0,0,0,0,0,0,4.5]
[null,null,"1999-01-14T01:30:00",1,14,2,4,"všední",4.9000000000000004,"","",0,0,0,0,0,0,0,4.9000000000000004]
[null,null,"1999-01-14T02:30:00",1,14,3,4,"všední",5.2,"","",0,0,0,0,0,0,0,5.2]
[null,null,"1999-01-14T03:30:00",1,14,4,4,"všední",5.6,"","",0,0,0,0,0,0,0,5.6]
[null,null,"1999-01-14T04:30:00",1,14,5,4,"všední",5.7,"","",0,0,0,0,0,0,0,5.7]
[null,null,"1999-01-14T05:30:00",1,14,6,4,"všední",5.3,"","",0,0,0,0,0,0,0,5.3]
[null,null,"1999-01-14T06:30:00",1,14,7,4,"všední",5.3,"","",0,0,0,0,0,0,0,5.3]
[null,null,"1999-01-14T07:30:00",1,14,8,4,"všední",5.7,5.7,162,889.00200000000007,444.50099999999992,355.60079999999999,293.37065999999987,177.80039999999988,88.900199999999941,0,5.7]
[null,null,"1999-01-14T08:30:00",1,14,9,4,"všední",6.3,6.3,324,{"$f":"IF($K334=\"\",0,$K334/3600*1.2*1010*($L$1-(L$11*($L$1-$I334)+$I334)))","v":1712.5559999999998},{"$f":"IF($K334=\"\",0,$K334/3600*1.2*1010*($L$1-(M$11/100*($L$1-$I334)+$I334)))","v":856.27800000000013},685.02240000000006,565.14348000000007,342.51120000000003,171.25560000000002,0,6.3]
[null,null,"1999-01-14T09:30:00",1,14,10,{"$f":"WEEKDAY(C335-1)","v":4},{"$f":"IF(G335=6,\"víkend\",IF(G335=7,\"víkend\",IF(OR(D335=7,D335=8),\"prázdniny\",IF(AND(D335=1,E335=1),\"prázdniny\",\"všední\"))))","v":"všední"},6.6,{"$f":"+IF(K335=\"\",\"\",I335)","v":6.6},{"$f":"IF(OR(H335=\"víkend\",H335=\"prázdniny\"),\"\",IF(I335>13,0,IF(OR(F335<$E$5,F335>$E$6),\"\",IF(OR(F335=8,F335=14),$L$4/2,$L$4))))","v":324},1679.8320000000001,839.91599999999994,671.93280000000004,554.34456000000011,335.96639999999979,167.9831999999999,0,6.6]
[null,null,{"$f":"C335+1/24","v":"1999-01-14T10:30:00"},1,14,11,4,"všední",3,3,324,2072.52,1036.26,829.00799999999992,683.93159999999989,414.50399999999968,207.25199999999984,0,3]
[null,null,"1999-01-14T11:30:00",1,14,12,4,"všední",3.8,3.8,324,1985.2559999999999,992.62800000000016,794.1024000000001,655.13448000000005,397.05120000000005,198.52560000000003,0,3.8]
[null,null,"1999-01-14T12:30:00",1,14,13,4,"všední",3.6,3.6,324,2007.0719999999999,1003.5360000000001,802.82880000000011,662.3337600000001,401.41439999999994,200.70719999999997,0,3.6]
[null,null,"1999-01-14T13:30:00",1,14,14,4,"všední",3.1,3.1,162,1030.8059999999998,515.40300000000002,412.32240000000013,340.16597999999999,206.16120000000006,103.08060000000003,0,3.1]
[null,null,"1999-01-14T14:30:00",1,14,15,4,"všední",3.2,"","",0,0,0,0,0,0,0,3.2]
[null,null,"1999-01-14T15:30:00",1,14,16,4,"všední",3.3,"","",0,0,0,0,0,0,0,3.3]
[null,null,"1999-01-14T16:30:00",1,14,17,4,"všední",3.4,"","",0,0,0,0,0,0,0,3.4]
[null,null,"1999-01-14T17:30:00",1,14,18,4,"všední",3.2,"","",0,0,0,0,0,0,0,3.2]
[null,null,"1999-01-14T18:30:00",1,14,19,4,"všední",3.2,"","",0,0,0,0,0,0,0,3.2]
[null,null,"1999-01-14T19:30:00",1,14,20,4,"všední",3.2,"","",0,0,0,0,0,0,0,3.2]
[null,null,"1999-01-14T20:30:00",1,14,21,4,"všední",3.2,"","",0,0,0,0,0,0,0,3.2]
[null,null,"1999-01-14T21:30:00",1,14,22,4,"všední",3,"","",0,0,0,0,0,0,0,3]
[null,null,"1999-01-14T22:30:00",1,14,23,4,"všední",2.6,"","",0,0,0,0,0,0,0,2.6]
[null,null,"1999-01-14T23:30:00",1,14,24,4,"všední",2.2999999999999998,"","",0,0,0,0,0,0,0,2.2999999999999998]
[null,null,"1999-01-15T00:30:00",1,15,1,5,"všední",1.9,"","",0,{"$f":"IF($K350=\"\",0,$K350/3600*1.2*1010*($L$1-(M$11/100*($L$1-$I350)+$I350)))","v":0},0,0,0,0,0,1.9]
[null,null,"1999-01-15T01:30:00",1,15,2,5,"všední",1.6,"","",0,0,0,0,0,0,0,1.6]
[null,null,"1999-01-15T02:30:00",1,15,3,5,"všední",1.4,"","",0,0,0,0,0,0,0,1.4]
[null,null,"1999-01-15T03:30:00",1,15,4,5,"všední",1.1000000000000001,"","",0,0,0,0,0,0,0,1.1000000000000001]
[null,null,"1999-01-15T04:30:00",1,15,5,5,"všední",1.7,"","",0,0,0,0,0,0,0,1.7]
[null,null,"1999-01-15T05:30:00",1,15,6,5,"všední",1.9,"","",0,0,0,0,0,0,0,1.9]
[null,null,"1999-01-15T06:30:00",1,15,7,5,"všední",2,"","",0,0,0,0,0,0,0,2]
[null,null,"1999-01-15T07:30:00",1,15,8,5,"všední",2.4,2.4,162,1068.9840000000002,534.49199999999996,427.59359999999998,352.7647199999999,213.79679999999991,106.89840000000004,0,2.4]
[null,null,"1999-01-15T08:30:00",1,15,9,5,"všední",2.4,2.4,324,2137.9680000000003,1068.9839999999999,855.18719999999996,705.52943999999979,427.59359999999981,213.79680000000008,0,2.4]
[null,null,"1999-01-15T09:30:00",1,15,{"$f":"F335","v":10},5,"všední",2.9,2.9,324,2083.4280000000003,1041.7139999999999,833.37119999999982,687.53123999999968,416.68560000000002,208.34280000000001,0,2.9]
[null,null,"1999-01-15T10:30:00",1,15,11,5,"všední",3.5,3.5,324,2017.98,1008.99,807.19200000000001,665.93339999999989,403.59599999999989,201.79799999999977,0,3.5]
[null,null,"1999-01-15T11:30:00",1,15,12,5,"všední",2.9,2.9,324,2083.4280000000003,1041.7139999999999,833.37119999999982,687.53123999999968,416.68560000000002,208.34280000000001,0,2.9]
[null,null,"1999-01-15T12:30:00",1,15,13,5,"všední",2.8,2.8,324,2094.3359999999998,1047.1680000000001,837.73439999999994,691.13087999999982,418.86719999999997,209.43359999999979,0,2.8]
[null,null,"1999-01-15T13:30:00",1,15,14,5,"všední",3,3,162,1036.26,518.13,414.50399999999996,341.96579999999994,207.25199999999984,103.62599999999992,0,3]
[null,null,"1999-01-15T14:30:00",1,15,15,5,"všední",3.1,"","",0,0,0,0,0,0,0,3.1]
[null,null,"1999-01-15T15:30:00",1,15,16,5,"všední",3,"","",0,0,0,0,0,0,0,3]
[null,null,"1999-01-15T16:30:00",1,15,17,5,"všední",2.9,"","",0,{"$f":"IF($K366=\"\",0,$K366/3600*1.2*1010*($L$1-(M$11/100*($L$1-$I366)+$I366)))","v":0},0,0,0,0,0,2.9]
[null,null,"1999-01-15T17:30:00",1,15,18,5,"všední",3.1,"","",0,0,0,0,0,0,0,3.1]
[null,null,"1999-01-15T18:30:00",1,15,19,5,"všední",3.2,"","",0,0,0,0,0,0,0,3.2]
[null,null,"1999-01-15T19:30:00",1,15,20,5,"všední",1.8,"","",0,0,0,0,0,0,0,1.8]
[null,null,"1999-01-15T20:30:00",1,15,21,5,"všední",1.4,"","",0,0,0,0,0,0,0,1.4]
[null,null,"1999-01-15T21:30:00",1,15,22,5,"všední",1.4,"","",0,0,0,0,0,0,0,1.4]
[null,null,"1999-01-15T22:30:00",1,15,23,5,"všední",1,"","",0,0,0,0,0,0,0,1]
[null,null,"1999-01-15T23:30:00",1,15,24,5,"všední",0.6,"","",0,0,0,0,0,0,0,0.6]
[null,null,"1999-01-16T00:30:00",1,16,1,6,"víkend",0.2,"","",0,0,0,0,0,0,0,0.2]
[null,null,"1999-01-16T01:30:00",1,16,2,6,"víkend",0.1,"","",0,0,0,0,0,0,0,0.1]
[null,null,"1999-01-16T02:30:00",1,16,3,6,"víkend",-0.1,"","",0,0,0,0,0,0,0,-0.1]
[null,null,"1999-01-16T03:30:00",1,16,4,6,"víkend",-0.2,"","",0,0,0,0,0,0,0,-0.2]
[null,null,"1999-01-16T04:30:00",1,16,5,6,"víkend",-0.4,"","",0,0,0,0,0,0,0,-0.4]
[null,null,"1999-01-16T05:30:00",1,16,6,6,"víkend",-0.8,"","",0,0,0,0,0,0,0,-0.8]
[null,null,"1999-01-16T06:30:00",1,16,7,6,"víkend",-1.8,"","",0,0,0,0,0,0,0,-1.8]
[null,null,"1999-01-16T07:30:00",1,16,8,6,"víkend",-2,"","",0,0,0,0,0,0,0,-2]
[null,null,"1999-01-16T08:30:00",1,16,9,6,"víkend",-1.4,"","",0,{"$f":"IF($K382=\"\",0,$K382/3600*1.2*1010*($L$1-(M$11/100*($L$1-$I382)+$I382)))","v":0},0,0,0,0,0,-1.4]
[null,null,"1999-01-16T09:30:00",1,16,10,6,"víkend",-0.4,"","",0,0,0,0,0,0,0,-0.4]
[null,null,"1999-01-16T10:30:00",1,16,11,6,"víkend",0.4,"","",0,0,0,0,0,0,0,0.4]
[null,null,"1999-01-16T11:30:00",1,16,12,6,"víkend",1,"","",0,0,0,0,0,0,0,1]
[null,null,"1999-01-16T12:30:00",1,16,13,6,"víkend",0.6,"","",0,0,0,0,0,0,0,0.6]
[null,null,"1999-01-16T13:30:00",1,16,14,6,"víkend",1.8,"","",0,0,0,0,0,0,0,1.8]
[null,null,"1999-01-16T14:30:00",1,16,15,6,"víkend",2.2000000000000002,"","",0,0,0,0,0,0,0,2.2000000000000002]
[null,null,"1999-01-16T15:30:00",1,16,16,6,"víkend",1.7,"","",0,0,0,0,0,0,0,1.7]
[null,null,"1999-01-16T16:30:00",1,16,17,6,"víkend",1,"","",0,0,0,0,0,0,0,1]
[null,null,"1999-01-16T17:30:00",1,16,18,6,"víkend",0.8,"","",0,0,0,0,0,0,0,0.8]
[null,null,"1999-01-16T18:30:00",1,16,19,6,"víkend",0.2,"","",0,0,0,0,0,0,0,0.2]
[null,null,"1999-01-16T19:30:00",1,16,20,6,"víkend",-0.8,"","",0,0,0,0,0,0,0,-0.8]
[null,null,"1999-01-16T20:30:00",1,16,21,6,"víkend",-1.6,"","",0,0,0,0,0,0,0,-1.6]
[null,null,"1999-01-16T21:30:00",1,16,22,6,"víkend",-1.9,"","",0,0,0,0,0,0,0,-1.9]
[null,null,"1999-01-16T22:30:00",1,16,23,6,"víkend",-2.1,"","",0,0,0,0,0,0,0,-2.1]
[null,null,"1999-01-16T23:30:00",1,16,24,6,"víkend",-2.4,"","",0,0,0,0,0,0,0,-2.4]
[null,null,"1999-01-17T00:30:00",1,17,1,7,"víkend",-2.6,"","",{"$f":"IF($K398=\"\",0,$K398/3600*1.2*1010*($L$1-(L$11*($L$1-$I398)+$I398)))","v":0},{"$f":"IF($K398=\"\",0,$K398/3600*1.2*1010*($L$1-(M$11/100*($L$1-$I398)+$I398)))","v":0},0,0,0,0,0,-2.6]
[null,null,"1999-01-17T01:30:00",1,17,2,{"$f":"WEEKDAY(C399-1)","v":7},{"$f":"IF(G399=6,\"víkend\",IF(G399=7,\"víkend\",IF(OR(D399=7,D399=8),\"prázdniny\",IF(AND(D399=1,E399=1),\"prázdniny\",\"všední\"))))","v":"víkend"},-2.8,{"$f":"+IF(K399=\"\",\"\",I399)","v":""},{"$f":"IF(OR(H399=\"víkend\",H399=\"prázdniny\"),\"\",IF(I399>13,0,IF(OR(F399<$E$5,F399>$E$6),\"\",IF(OR(F399=8,F399=14),$L$4/2,$L$4))))","v":""},0,0,0,0,0,0,0,-2.8]
[null,null,{"$f":"C399+1/24","v":"1999-01-17T02:30:00"},1,17,3,7,"víkend",-3.1,"","",0,0,0,0,0,0,0,-3.1]
[null,null,"1999-01-17T03:30:00",1,17,4,7,"víkend",-3.3,"","",0,0,0,0,0,0,0,-3.3]
[null,null,"1999-01-17T04:30:00",1,17,5,7,"víkend",-2.9,"","",0,0,0,0,0,0,0,-2.9]
[null,null,"1999-01-17T05:30:00",1,17,6,7,"víkend",-3,"","",0,0,0,0,0,0,0,-3]
[null,null,"1999-01-17T06:30:00",1,17,7,7,"víkend",-2.7,"","",0,0,0,0,0,0,0,-2.7]
[null,null,"1999-01-17T07:30:00",1,17,8,7,"víkend",-2.2000000000000002,"","",0,0,0,0,0,0,0,-2.2000000000000002]
[null,null,"1999-01-17T08:30:00",1,17,9,7,"víkend",-2.2000000000000002,"","",0,0,0,0,0,0,0,-2.2000000000000002]
[null,null,"1999-01-17T09:30:00",1,17,10,7,"víkend",-1.6,"","",0,0,0,0,0,0,0,-1.6]
[null,null,"1999-01-17T10:30:00",1,17,11,7,"víkend",-1.8,"","",0,0,0,0,0,0,0,-1.8]
[null,null,"1999-01-17T11:30:00",1,17,12,7,"víkend",-1.5,"","",0,0,0,0,0,0,0,-1.5]
[null,null,"1999-01-17T12:30:00",1,17,13,7,"víkend",-1.6,"","",0,0,0,0,0,0,0,-1.6]
[null,null,"1999-01-17T13:30:00",1,17,14,7,"víkend",-1.8,"","",0,0,0,0,0,0,0,-1.8]
[null,null,"1999-01-17T14:30:00",1,17,15,7,"víkend",-2.2999999999999998,"","",0,0,0,0,0,0,0,-2.2999999999999998]
[null,null,"1999-01-17T15:30:00",1,17,16,7,"víkend",-2.8,"","",0,0,0,0,0,0,0,-2.8]
[null,null,"1999-01-17T16:30:00",1,17,17,7,"víkend",-2.8,"","",0,{"$f":"IF($K414=\"\",0,$K414/3600*1.2*1010*($L$1-(M$11/100*($L$1-$I414)+$I414)))","v":0},0,0,0,0,0,-2.8]
[null,null,"1999-01-17T17:30:00",1,17,18,7,"víkend",-2.9,"","",0,0,0,0,0,0,0,-2.9]
[null,null,"1999-01-17T18:30:00",1,17,19,7,"víkend",-3.1,"","",0,0,0,0,0,0,0,-3.1]
[null,null,"1999-01-17T19:30:00",1,17,20,7,"víkend",-3.4,"","",0,0,0,0,0,0,0,-3.4]
[null,null,"1999-01-17T20:30:00",1,17,21,7,"víkend",-3.5,"","",0,0,0,0,0,0,0,-3.5]
[null,null,"1999-01-17T21:30:00",1,17,22,7,"víkend",-3.4,"","",0,0,0,0,0,0,0,-3.4]
[null,null,"1999-01-17T22:30:00",1,17,23,7,"víkend",-4.3,"","",0,0,0,0,0,0,0,-4.3]
[null,null,"1999-01-17T23:30:00",1,17,24,7,"víkend",-5.2,"","",0,0,0,0,0,0,0,-5.2]
[null,null,"1999-01-18T00:30:00",1,18,1,1,"všední",-6.1,"","",0,0,0,0,0,0,0,-6.1]
[null,null,"1999-01-18T01:30:00",1,18,{"$f":"F399","v":2},1,"všední",-6.4,"","",0,0,0,0,0,0,0,-6.4]
[null,null,"1999-01-18T02:30:00",1,18,3,1,"všední",-6.6,"","",0,0,0,0,0,0,0,-6.6]
[null,null,"1999-01-18T03:30:00",1,18,4,1,"všední",-6.9,"","",0,0,0,0,0,0,0,-6.9]
[null,null,"1999-01-18T04:30:00",1,18,5,1,"všední",-7.3,"","",0,0,0,0,0,0,0,-7.3]
[null,null,"1999-01-18T05:30:00",1,18,6,1,"všední",-7,"","",0,0,0,0,0,0,0,-7]
[null,null,"1999-01-18T06:30:00",1,18,7,1,"všední",-5.9,"","",0,0,0,0,0,0,0,-5.9]
[null,null,"1999-01-18T07:30:00",1,18,8,1,"všední",-6.6,-6.6,162,1559.8440000000001,779.92199999999991,623.93759999999997,514.74851999999987,311.96879999999993,155.98439999999997,0,-6.6]
[null,null,"1999-01-18T08:30:00",1,18,9,1,"všední",-6.5,-6.5,324,3108.7799999999997,{"$f":"IF($K430=\"\",0,$K430/3600*1.2*1010*($L$1-(M$11/100*($L$1-$I430)+$I430)))","v":1554.3899999999999},1243.5120000000002,1025.8973999999998,621.75599999999986,310.87799999999976,0,-6.5]
[null,null,"1999-01-18T09:30:00",1,18,10,1,"všední",-5.2,-5.2,324,2966.9759999999997,1483.4880000000001,1186.7903999999999,979.10207999999989,593.3951999999997,296.69759999999985,0,-5.2]
[null,null,"1999-01-18T10:30:00",1,18,11,1,"všední",-4.5999999999999996,-4.5999999999999996,324,2901.5280000000002,1450.7639999999999,1160.6111999999998,957.50423999999964,580.30560000000003,290.15279999999962,0,-4.5999999999999996]
[null,null,"1999-01-18T11:30:00",1,18,12,1,"všední",-2.7,-2.7,324,2694.2759999999998,1347.1380000000001,1077.7104000000002,889.11108000000002,538.85519999999974,269.42759999999987,0,-2.7]
[null,null,"1999-01-18T12:30:00",1,18,13,1,"všední",-2.2999999999999998,-2.2999999999999998,324,2650.6440000000002,1325.3219999999999,1060.2575999999999,874.71251999999981,530.12879999999996,265.06439999999998,0,-2.2999999999999998]
[null,null,"1999-01-18T13:30:00",1,18,14,1,"všední",-2.2000000000000002,-2.2000000000000002,162,1319.8679999999999,659.93400000000008,527.94719999999995,435.55643999999984,263.97359999999998,131.9867999999999,0,-2.2000000000000002]
[null,null,"1999-01-18T14:30:00",1,18,15,1,"všední",-1.9,"","",0,0,0,0,0,0,0,-1.9]
[null,null,"1999-01-18T15:30:00",1,18,16,1,"všední",-1.4,"","",0,0,0,0,0,0,0,-1.4]
[null,null,"1999-01-18T16:30:00",1,18,17,1,"všední",-0.5,"","",0,0,0,0,0,0,0,-0.5]
[null,null,"1999-01-18T17:30:00",1,18,18,1,"všední",-0.3,"","",0,0,0,0,0,0,0,-0.3]
[null,null,"1999-01-18T18:30:00",1,18,19,1,"všední",0.5,"","",0,0,0,0,0,0,0,0.5]
[null,null,"1999-01-18T19:30:00",1,18,20,1,"všední",1.3,"","",0,0,0,0,0,0,0,1.3]
[null,null,"1999-01-18T20:30:00",1,18,21,1,"všední",2.2000000000000002,"","",0,0,0,0,0,0,0,2.2000000000000002]
[null,null,"1999-01-18T21:30:00",1,18,22,1,"všední",2.6,"","",0,0,0,0,0,0,0,2.6]
[null,null,"1999-01-18T22:30:00",1,18,23,1,"všední",2.8,"","",0,0,0,0,0,0,0,2.8]
[null,null,"1999-01-18T23:30:00",1,18,24,1,"všední",3.1,"","",0,0,0,0,0,0,0,3.1]
[null,null,"1999-01-19T00:30:00",1,19,1,2,"všední",3.3,"","",0,{"$f":"IF($K446=\"\",0,$K446/3600*1.2*1010*($L$1-(M$11/100*($L$1-$I446)+$I446)))","v":0},0,0,0,0,0,3.3]
[null,null,"1999-01-19T01:30:00",1,19,2,2,"všední",3.5,"","",0,0,0,0,0,0,0,3.5]
[null,null,"1999-01-19T02:30:00",1,19,3,2,"všední",3.6,"","",0,0,0,0,0,0,0,3.6]
[null,null,"1999-01-19T03:30:00",1,19,4,2,"všední",3.8,"","",0,0,0,0,0,0,0,3.8]
[null,null,"1999-01-19T04:30:00",1,19,5,2,"všední",3.7,"","",0,0,0,0,0,0,0,3.7]
[null,null,"1999-01-19T05:30:00",1,19,6,2,"všední",3.5,"","",0,0,0,0,0,0,0,3.5]
[null,null,"1999-01-19T06:30:00",1,19,7,2,"všední",3.6,"","",0,0,0,0,0,0,0,3.6]
[null,null,"1999-01-19T07:30:00",1,19,8,2,"všední",4,4,162,981.72,490.86,392.68800000000005,323.96759999999989,196.34400000000008,98.17200000000004,0,4]
[null,null,"1999-01-19T08:30:00",1,19,9,2,"všední",3.7,3.7,324,1996.164,998.08199999999988,798.46559999999999,658.73411999999973,399.2328,199.6163999999998,0,3.7]
[null,null,"1999-01-19T09:30:00",1,19,10,2,"všední",4,4,324,1963.44,981.72,785.37600000000009,647.93519999999978,392.68800000000016,196.34400000000008,0,4]
[null,null,"1999-01-19T10:30:00",1,19,11,2,"všední",4.5999999999999996,4.5999999999999996,324,1897.9919999999997,948.99600000000009,759.19680000000005,626.3373600000001,379.59840000000003,189.79920000000021,0,4.5999999999999996]
[null,null,"1999-01-19T11:30:00",1,19,12,2,"všední",5.3,5.3,324,1821.636,910.8180000000001,728.65440000000001,601.13987999999995,364.3272,182.16360000000017,0,5.3]
[null,null,"1999-01-19T12:30:00",1,19,13,2,"všední",6.4,6.4,324,1701.6479999999999,850.82400000000007,680.65920000000006,561.54383999999993,340.32959999999974,170.16480000000024,0,6.4]
[null,null,"1999-01-19T13:30:00",1,19,14,2,"všední",6.5,6.5,162,845.37,422.685,338.14800000000002,278.97210000000013,169.07400000000007,84.53699999999985,0,6.5]
[null,null,"1999-01-19T14:30:00",1,19,15,2,"všední",6.4,"","",0,0,0,0,0,0,0,6.4]
[null,null,"1999-01-19T15:30:00",1,19,16,2,"všední",6.7,"","",0,0,0,0,0,0,0,6.7]
[null,null,"1999-01-19T16:30:00",1,19,17,2,"všední",6.8,"","",{"$f":"IF($K462=\"\",0,$K462/3600*1.2*1010*($L$1-(L$11*($L$1-$I462)+$I462)))","v":0},{"$f":"IF($K462=\"\",0,$K462/3600*1.2*1010*($L$1-(M$11/100*($L$1-$I462)+$I462)))","v":0},0,0,0,0,0,6.8]
[null,null,"1999-01-19T17:30:00",1,19,18,{"$f":"WEEKDAY(C463-1)","v":2},{"$f":"IF(G463=6,\"víkend\",IF(G463=7,\"víkend\",IF(OR(D463=7,D463=8),\"prázdniny\",IF(AND(D463=1,E463=1),\"prázdniny\",\"všední\"))))","v":"všední"},6.7,{"$f":"+IF(K463=\"\",\"\",I463)","v":""},{"$f":"IF(OR(H463=\"víkend\",H463=\"prázdniny\"),\"\",IF(I463>13,0,IF(OR(F463<$E$5,F463>$E$6),\"\",IF(OR(F463=8,F463=14),$L$4/2,$L$4))))","v":""},0,0,0,0,0,0,0,6.7]
[null,null,{"$f":"C463+1/24","v":"1999-01-19T18:30:00"},1,19,19,2,"všední",8.4,"","",0,0,0,0,0,0,0,8.4]
[null,null,"1999-01-19T19:30:00",1,19,20,2,"všední",8.1999999999999993,"","",0,0,0,0,0,0,0,8.1999999999999993]
[null,null,"1999-01-19T20:30:00",1,19,21,2,"všední",8.4,"","",0,0,0,0,0,0,0,8.4]
[null,null,"1999-01-19T21:30:00",1,19,22,2,"všední",8.9,"","",0,0,0,0,0,0,0,8.9]
[null,null,"1999-01-19T22:30:00",1,19,23,2,"všední",9.1999999999999993,"","",0,0,0,0,0,0,0,9.1999999999999993]
[null,null,"1999-01-19T23:30:00",1,19,24,2,"všední",9.5,"","",0,0,0,0,0,0,0,9.5]
[null,null,"1999-01-20T00:30:00",1,20,1,3,"všední",9.8000000000000007,"","",0,0,0,0,0,0,0,9.8000000000000007]
[null,null,"1999-01-20T01:30:00",1,20,2,3,"všední",8.6999999999999993,"","",0,0,0,0,0,0,0,8.6999999999999993]
[null,null,"1999-01-20T02:30:00",1,20,3,3,"všední",7.5,"","",0,0,0,0,0,0,0,7.5]
[null,null,"1999-01-20T03:30:00",1,20,4,3,"všední",6.4,"","",0,0,0,0,0,0,0,6.4]
[null,null,"1999-01-20T04:30:00",1,20,5,3,"všední",5.5,"","",0,0,0,0,0,0,0,5.5]
[null,null,"1999-01-20T05:30:00",1,20,6,3,"všední",5.3,"","",0,0,0,0,0,0,0,5.3]
[null,null,"1999-01-20T06:30:00",1,20,7,3,"všední",5,"","",0,0,0,0,0,0,0,5]
[null,null,"1999-01-20T07:30:00",1,20,8,3,"všední",3.4,3.4,162,1014.4440000000001,507.22199999999992,405.77759999999995,334.7665199999999,202.88879999999995,101.44439999999997,0,3.4]
[null,null,"1999-01-20T08:30:00",1,20,9,3,"všední",4.0999999999999996,4.0999999999999996,324,1952.5319999999999,{"$f":"IF($K478=\"\",0,$K478/3600*1.2*1010*($L$1-(M$11/100*($L$1-$I478)+$I478)))","v":976.26600000000008},781.0128000000002,644.33555999999999,390.50639999999981,195.25319999999991,0,4.0999999999999996]
[null,null,"1999-01-20T09:30:00",1,20,10,3,"všední",3.9,3.9,324,1974.3480000000002,987.17399999999986,789.73919999999987,651.53483999999992,394.86959999999971,197.43479999999985,0,3.9]
[null,null,"1999-01-20T10:30:00",1,20,11,3,"všední",4.7,4.7,324,1887.0840000000001,943.5419999999998,754.83359999999982,622.73771999999997,377.41679999999968,188.70840000000004,0,4.7]
[null,null,"1999-01-20T11:30:00",1,20,12,3,"všední",4.9000000000000004,4.9000000000000004,324,1865.268,932.6339999999999,746.10719999999992,615.5384399999997,373.05359999999979,186.5267999999997,0,4.9000000000000004]
[null,null,"1999-01-20T12:30:00",1,20,13,3,"všední",5.5,5.5,324,1799.82,899.91,719.928,593.94060000000002,359.96399999999966,179.98199999999983,0,5.5]
[null,null,"1999-01-20T13:30:00",1,20,14,3,"všední",5.5,5.5,162,899.91,449.95499999999998,359.964,296.97030000000001,179.98199999999983,89.990999999999914,0,5.5]
[null,null,"1999-01-20T14:30:00",1,20,15,3,"všední",5.4,"","",0,0,0,0,0,0,0,5.4]
[null,null,"1999-01-20T15:30:00",1,20,16,3,"všední",4.5,"","",0,0,0,0,0,0,0,4.5]
[null,null,"1999-01-20T16:30:00",1,20,17,3,"všední",3.7,"","",0,0,0,0,0,0,0,3.7]
[null,null,"1999-01-20T17:30:00",1,20,{"$f":"F463","v":18},3,"všední",3.3,"","",0,0,0,0,0,0,0,3.3]
[null,null,"1999-01-20T18:30:00",1,20,19,3,"všední",2.9,"","",0,0,0,0,0,0,0,2.9]
[null,null,"1999-01-20T19:30:00",1,20,20,3,"všední",2.6,"","",0,0,0,0,0,0,0,2.6]
[null,null,"1999-01-20T20:30:00",1,20,21,3,"všední",2.2000000000000002,"","",0,0,0,0,0,0,0,2.2000000000000002]
[null,null,"1999-01-20T21:30:00",1,20,22,3,"všední",2.1,"","",0,0,0,0,0,0,0,2.1]
[null,null,"1999-01-20T22:30:00",1,20,23,3,"všední",2.2999999999999998,"","",0,0,0,0,0,0,0,2.2999999999999998]
[null,null,"1999-01-20T23:30:00",1,20,24,3,"všední",2.6,"","",0,0,0,0,0,0,0,2.6]
[null,null,"1999-01-21T00:30:00",1,21,1,4,"všední",2.8,"","",0,{"$f":"IF($K494=\"\",0,$K494/3600*1.2*1010*($L$1-(M$11/100*($L$1-$I494)+$I494)))","v":0},0,0,0,0,0,2.8]
[null,null,"1999-01-21T01:30:00",1,21,2,4,"všední",2.2999999999999998,"","",0,0,0,0,0,0,0,2.2999999999999998]
[null,null,"1999-01-21T02:30:00",1,21,3,4,"všední",1.9,"","",0,0,0,0,0,0,0,1.9]
[null,null,"1999-01-21T03:30:00",1,21,4,4,"všední",1.4,"","",0,0,0,0,0,0,0,1.4]
[null,null,"1999-01-21T04:30:00",1,21,5,4,"všední",1.3,"","",0,0,0,0,0,0,0,1.3]
[null,null,"1999-01-21T05:30:00",1,21,6,4,"všední",1.4,"","",0,0,0,0,0,0,0,1.4]
[null,null,"1999-01-21T06:30:00",1,21,7,4,"všední",0.8,"","",0,0,0,0,0,0,0,0.8]
[null,null,"1999-01-21T07:30:00",1,21,8,4,"všední",0.9,0.9,162,1150.7940000000001,575.39699999999993,460.31759999999997,379.76201999999984,230.15879999999993,115.07939999999996,0,0.9]
[null,null,"1999-01-21T08:30:00",1,21,9,4,"všední",1.3,1.3,324,2257.9559999999997,1128.9779999999998,903.18239999999992,745.12547999999992,451.59120000000007,225.79560000000004,0,1.3]
[null,null,"1999-01-21T09:30:00",1,21,10,4,"všední",3.3,3.3,324,2039.7959999999998,1019.8980000000001,815.91840000000002,673.13267999999994,407.95919999999984,203.97960000000012,0,3.3]
[null,null,"1999-01-21T10:30:00",1,21,11,4,"všední",4.8,4.8,324,1876.1759999999999,938.08800000000019,750.47040000000027,619.13807999999983,375.23520000000013,187.61759999999987,0,4.8]
[null,null,"1999-01-21T11:30:00",1,21,12,4,"všední",5.5,5.5,324,1799.82,899.91,719.928,593.94060000000002,359.96399999999966,179.98199999999983,0,5.5]
[null,null,"1999-01-21T12:30:00",1,21,13,4,"všední",6.7,6.7,324,1668.924,834.46199999999988,667.56960000000015,550.74491999999998,333.78479999999985,166.89239999999972,0,6.7]
[null,null,"1999-01-21T13:30:00",1,21,14,4,"všední",7.6,7.6,162,785.37599999999998,392.68799999999993,314.15039999999988,259.17407999999995,157.07519999999994,78.53759999999987,0,7.6]
[null,null,"1999-01-21T14:30:00",1,21,15,4,"všední",6.1,"","",0,0,0,0,0,0,0,6.1]
[null,null,"1999-01-21T15:30:00",1,21,16,4,"všední",5.2,"","",0,0,0,0,0,0,0,5.2]
[null,null,"1999-01-21T16:30:00",1,21,17,4,"všední",4.4000000000000004,"","",0,{"$f":"IF($K510=\"\",0,$K510/3600*1.2*1010*($L$1-(M$11/100*($L$1-$I510)+$I510)))","v":0},0,0,0,0,0,4.4000000000000004]
[null,null,"1999-01-21T17:30:00",1,21,18,4,"všední",4.0999999999999996,"","",0,0,0,0,0,0,0,4.0999999999999996]
[null,null,"1999-01-21T18:30:00",1,21,19,4,"všední",3.4,"","",0,0,0,0,0,0,0,3.4]
[null,null,"1999-01-21T19:30:00",1,21,20,4,"všední",3.1,"","",0,0,0,0,0,0,0,3.1]
[null,null,"1999-01-21T20:30:00",1,21,21,4,"všední",2.6,"","",0,0,0,0,0,0,0,2.6]
[null,null,"1999-01-21T21:30:00",1,21,22,4,"všední",3,"","",0,0,0,0,0,0,0,3]
[null,null,"1999-01-21T22:30:00",1,21,23,4,"všední",2.9,"","",0,0,0,0,0,0,0,2.9]
[null,null,"1999-01-21T23:30:00",1,21,24,4,"všední",2.9,"","",0,0,0,0,0,0,0,2.9]
[null,null,"1999-01-22T00:30:00",1,22,1,5,"všední",2.8,"","",0,0,0,0,0,0,0,2.8]
[null,null,"1999-01-22T01:30:00",1,22,2,5,"všední",3,"","",0,0,0,0,0,0,0,3]
[null,null,"1999-01-22T02:30:00",1,22,3,5,"všední",3.1,"","",0,0,0,0,0,0,0,3.1]
[null,null,"1999-01-22T03:30:00",1,22,4,5,"všední",3.3,"","",0,0,0,0,0,0,0,3.3]
[null,null,"1999-01-22T04:30:00",1,22,5,5,"všední",3,"","",0,0,0,0,0,0,0,3]
[null,null,"1999-01-22T05:30:00",1,22,6,5,"všední",3.1,"","",0,0,0,0,0,0,0,3.1]
[null,null,"1999-01-22T06:30:00",1,22,7,5,"všední",3,"","",0,0,0,0,0,0,0,3]
[null,null,"1999-01-22T07:30:00",1,22,8,5,"všední",3.4,3.4,162,1014.4440000000001,507.22199999999992,405.77759999999995,334.7665199999999,202.88879999999995,101.44439999999997,0,3.4]
[null,null,"1999-01-22T08:30:00",1,22,9,5,"všední",3.6,3.6,324,{"$f":"IF($K526=\"\",0,$K526/3600*1.2*1010*($L$1-(L$11*($L$1-$I526)+$I526)))","v":2007.0719999999999},{"$f":"IF($K526=\"\",0,$K526/3600*1.2*1010*($L$1-(M$11/100*($L$1-$I526)+$I526)))","v":1003.5360000000001},802.82880000000011,662.3337600000001,401.41439999999994,200.70719999999997,0,3.6]
[null,null,"1999-01-22T09:30:00",1,22,10,{"$f":"WEEKDAY(C527-1)","v":5},{"$f":"IF(G527=6,\"víkend\",IF(G527=7,\"víkend\",IF(OR(D527=7,D527=8),\"prázdniny\",IF(AND(D527=1,E527=1),\"prázdniny\",\"všední\"))))","v":"všední"},4.2,{"$f":"+IF(K527=\"\",\"\",I527)","v":4.2},{"$f":"IF(OR(H527=\"víkend\",H527=\"prázdniny\"),\"\",IF(I527>13,0,IF(OR(F527<$E$5,F527>$E$6),\"\",IF(OR(F527=8,F527=14),$L$4/2,$L$4))))","v":324},1941.624,970.81199999999978,776.64960000000008,640.73591999999985,388.32479999999987,194.16240000000013,0,4.2]
[null,null,{"$f":"C527+1/24","v":"1999-01-22T10:30:00"},1,22,11,5,"všední",4.7,4.7,324,1887.0840000000001,943.5419999999998,754.83359999999982,622.73771999999997,377.41679999999968,188.70840000000004,0,4.7]
[null,null,"1999-01-22T11:30:00",1,22,12,5,"všední",5,5,324,1854.36,927.18,741.74400000000003,611.9387999999999,370.87199999999984,185.43599999999992,0,5]
[null,null,"1999-01-22T12:30:00",1,22,13,5,"všední",5.0999999999999996,5.0999999999999996,324,1843.4519999999998,921.72600000000011,737.38080000000014,608.33915999999977,368.6904000000003,184.34520000000015,0,5.0999999999999996]
[null,null,"1999-01-22T13:30:00",1,22,14,5,"všední",5.2,5.2,162,916.27200000000005,458.13599999999991,366.50879999999995,302.36975999999981,183.25439999999998,91.627199999999988,0,5.2]
[null,null,"1999-01-22T14:30:00",1,22,15,5,"všední",6.1,"","",0,0,0,0,0,0,0,6.1]
[null,null,"1999-01-22T15:30:00",1,22,16,5,"všední",5.3,"","",0,0,0,0,0,0,0,5.3]
[null,null,"1999-01-22T16:30:00",1,22,17,5,"všední",4.4000000000000004,"","",0,0,0,0,0,0,0,4.4000000000000004]
[null,null,"1999-01-22T17:30:00",1,22,18,5,"všední",3.7,"","",0,0,0,0,0,0,0,3.7]
[null,null,"1999-01-22T18:30:00",1,22,19,5,"všední",3.7,"","",0,0,0,0,0,0,0,3.7]
[null,null,"1999-01-22T19:30:00",1,22,20,5,"všední",3.5,"","",0,0,0,0,0,0,0,3.5]
[null,null,"1999-01-22T20:30:00",1,22,21,5,"všední",2.8,"","",0,0,0,0,0,0,0,2.8]
[null,null,"1999-01-22T21:30:00",1,22,22,5,"všední",2.5,"","",0,0,0,0,0,0,0,2.5]
[null,null,"1999-01-22T22:30:00",1,22,23,5,"všední",2.2999999999999998,"","",0,0,0,0,0,0,0,2.2999999999999998]
[null,null,"1999-01-22T23:30:00",1,22,24,5,"všední",2,"","",0,0,0,0,0,0,0,2]
[null,null,"1999-01-23T00:30:00",1,23,1,6,"víkend",1.8,"","",0,{"$f":"IF($K542=\"\",0,$K542/3600*1.2*1010*($L$1-(M$11/100*($L$1-$I542)+$I542)))","v":0},0,0,0,0,0,1.8]
[null,null,"1999-01-23T01:30:00",1,23,2,6,"víkend",2.2999999999999998,"","",0,0,0,0,0,0,0,2.2999999999999998]
[null,null,"1999-01-23T02:30:00",1,23,3,6,"víkend",2.8,"","",0,0,0,0,0,0,0,2.8]
[null,null,"1999-01-23T03:30:00",1,23,4,6,"víkend",3.3,"","",0,0,0,0,0,0,0,3.3]
[null,null,"1999-01-23T04:30:00",1,23,5,6,"víkend",3.5,"","",0,0,0,0,0,0,0,3.5]
[null,null,"1999-01-23T05:30:00",1,23,6,6,"víkend",3.7,"","",0,0,0,0,0,0,0,3.7]
[null,null,"1999-01-23T06:30:00",1,23,7,6,"víkend",4.0999999999999996,"","",0,0,0,0,0,0,0,4.0999999999999996]
[null,null,"1999-01-23T07:30:00",1,23,8,6,"víkend",4.0999999999999996,"","",0,0,0,0,0,0,0,4.0999999999999996]
[null,null,"1999-01-23T08:30:00",1,23,9,6,"víkend",4,"","",0,0,0,0,0,0,0,4]
[null,null,"1999-01-23T09:30:00",1,23,{"$f":"F527","v":10},6,"víkend",4.5999999999999996,"","",0,0,0,0,0,0,0,4.5999999999999996]
[null,null,"1999-01-23T10:30:00",1,23,11,6,"víkend",4.9000000000000004,"","",0,0,0,0,0,0,0,4.9000000000000004]
[null,null,"1999-01-23T11:30:00",1,23,12,6,"víkend",5.2,"","",0,0,0,0,0,0,0,5.2]
[null,null,"1999-01-23T12:30:00",1,23,13,6,"víkend",6.1,"","",0,0,0,0,0,0,0,6.1]
[null,null,"1999-01-23T13:30:00",1,23,14,6,"víkend",6,"","",0,0,0,0,0,0,0,6]
[null,null,"1999-01-23T14:30:00",1,23,15,6,"víkend",5.8,"","",0,0,0,0,0,0,0,5.8]
[null,null,"1999-01-23T15:30:00",1,23,16,6,"víkend",5.7,"","",0,0,0,0,0,0,0,5.7]
[null,null,"1999-01-23T16:30:00",1,23,17,6,"víkend",5.8,"","",0,{"$f":"IF($K558=\"\",0,$K558/3600*1.2*1010*($L$1-(M$11/100*($L$1-$I558)+$I558)))","v":0},0,0,0,0,0,5.8]
[null,null,"1999-01-23T17:30:00",1,23,18,6,"víkend",5.7,"","",0,0,0,0,0,0,0,5.7]
[null,null,"1999-01-23T18:30:00",1,23,19,6,"víkend",5.7,"","",0,0,0,0,0,0,0,5.7]
[null,null,"1999-01-23T19:30:00",1,23,20,6,"víkend",5.8,"","",0,0,0,0,0,0,0,5.8]
[null,null,"1999-01-23T20:30:00",1,23,21,6,"víkend",5.9,"","",0,0,0,0,0,0,0,5.9]
[null,null,"1999-01-23T21:30:00",1,23,22,6,"víkend",6.1,"","",0,0,0,0,0,0,0,6.1]
[null,null,"1999-01-23T22:30:00",1,23,23,6,"víkend",6.2,"","",0,0,0,0,0,0,0,6.2]
[null,null,"1999-01-23T23:30:00",1,23,24,6,"víkend",6.3,"","",0,0,0,0,0,0,0,6.3]
[null,null,"1999-01-24T00:30:00",1,24,1,7,"víkend",6.4,"","",0,0,0,0,0,0,0,6.4]
[null,null,"1999-01-24T01:30:00",1,24,2,7,"víkend",6.1,"","",0,0,0,0,0,0,0,6.1]
[null,null,"1999-01-24T02:30:00",1,24,3,7,"víkend",5.9,"","",0,0,0,0,0,0,0,5.9]
[null,null,"1999-01-24T03:30:00",1,24,4,7,"víkend",5.6,"","",0,0,0,0,0,0,0,5.6]
[null,null,"1999-01-24T04:30:00",1,24,5,7,"víkend",4.8,"","",0,0,0,0,0,0,0,4.8]
[null,null,"1999-01-24T05:30:00",1,24,6,7,"víkend",4.3,"","",0,0,0,0,0,0,0,4.3]
[null,null,"1999-01-24T06:30:00",1,24,7,7,"víkend",4.2,"","",0,0,0,0,0,0,0,4.2]
[null,null,"1999-01-24T07:30:00",1,24,8,7,"víkend",3.6,"","",0,0,0,0,0,0,0,3.6]
[null,null,"1999-01-24T08:30:00",1,24,9,7,"víkend",2.4,"","",0,{"$f":"IF($K574=\"\",0,$K574/3600*1.2*1010*($L$1-(M$11/100*($L$1-$I574)+$I574)))","v":0},0,0,0,0,0,2.4]
[null,null,"1999-01-24T09:30:00",1,24,10,7,"víkend",2,"","",0,0,0,0,0,0,0,2]
[null,null,"1999-01-24T10:30:00",1,24,11,7,"víkend",2,"","",0,0,0,0,0,0,0,2]
[null,null,"1999-01-24T11:30:00",1,24,12,7,"víkend",2.2000000000000002,"","",0,0,0,0,0,0,0,2.2000000000000002]
[null,null,"1999-01-24T12:30:00",1,24,13,7,"víkend",3,"","",0,0,0,0,0,0,0,3]
[null,null,"1999-01-24T13:30:00",1,24,14,7,"víkend",3.6,"","",0,0,0,0,0,0,0,3.6]
[null,null,"1999-01-24T14:30:00",1,24,15,7,"víkend",3.6,"","",0,0,0,0,0,0,0,3.6]
[null,null,"1999-01-24T15:30:00",1,24,16,7,"víkend",2.9,"","",0,0,0,0,0,0,0,2.9]
[null,null,"1999-01-24T16:30:00",1,24,17,7,"víkend",2.6,"","",0,0,0,0,0,0,0,2.6]
[null,null,"1999-01-24T17:30:00",1,24,18,7,"víkend",2.2000000000000002,"","",0,0,0,0,0,0,0,2.2000000000000002]
[null,null,"1999-01-24T18:30:00",1,24,19,7,"víkend",2,"","",0,0,0,0,0,0,0,2]
[null,null,"1999-01-24T19:30:00",1,24,20,7,"víkend",1.3,"","",0,0,0,0,0,0,0,1.3]
[null,null,"1999-01-24T20:30:00",1,24,21,7,"víkend",0.7,"","",0,0,0,0,0,0,0,0.7]
[null,null,"1999-01-24T21:30:00",1,24,22,7,"víkend",0.4,"","",0,0,0,0,0,0,0,0.4]
[null,null,"1999-01-24T22:30:00",1,24,23,7,"víkend",0.7,"","",0,0,0,0,0,0,0,0.7]
[null,null,"1999-01-24T23:30:00",1,24,24,7,"víkend",0.9,"","",0,0,0,0,0,0,0,0.9]
[null,null,"1999-01-25T00:30:00",1,25,1,1,"všední",1.2,"","",{"$f":"IF($K590=\"\",0,$K590/3600*1.2*1010*($L$1-(L$11*($L$1-$I590)+$I590)))","v":0},{"$f":"IF($K590=\"\",0,$K590/3600*1.2*1010*($L$1-(M$11/100*($L$1-$I590)+$I590)))","v":0},0,0,0,0,0,1.2]
[null,null,"1999-01-25T01:30:00",1,25,2,{"$f":"WEEKDAY(C591-1)","v":1},{"$f":"IF(G591=6,\"víkend\",IF(G591=7,\"víkend\",IF(OR(D591=7,D591=8),\"prázdniny\",IF(AND(D591=1,E591=1),\"prázdniny\",\"všední\"))))","v":"všední"},0.9,{"$f":"+IF(K591=\"\",\"\",I591)","v":""},{"$f":"IF(OR(H591=\"víkend\",H591=\"prázdniny\"),\"\",IF(I591>13,0,IF(OR(F591<$E$5,F591>$E$6),\"\",IF(OR(F591=8,F591=14),$L$4/2,$L$4))))","v":""},0,0,0,0,0,0,0,0.9]
[null,null,{"$f":"C591+1/24","v":"1999-01-25T02:30:00"},1,25,3,1,"všední",0.7,"","",0,0,0,0,0,0,0,0.7]
[null,null,"1999-01-25T03:30:00",1,25,4,1,"všední",0.4,"","",0,0,0,0,0,0,0,0.4]
[null,null,"1999-01-25T04:30:00",1,25,5,1,"všední",0,"","",0,0,0,0,0,0,0,0]
[null,null,"1999-01-25T05:30:00",1,25,6,1,"všední",-0.1,"","",0,0,0,0,0,0,0,-0.1]
[null,null,"1999-01-25T06:30:00",1,25,7,1,"všední",-0.4,"","",0,0,0,0,0,0,0,-0.4]
[null,null,"1999-01-25T07:30:00",1,25,8,1,"všední",-0.1,-0.1,162,1205.3340000000001,602.66699999999992,482.1336,397.76021999999983,241.06679999999989,120.53340000000004,0,-0.1]
[null,null,"1999-01-25T08:30:00",1,25,9,1,"všední",0.6,0.6,324,2334.3119999999999,1167.1560000000002,933.72480000000019,770.32296000000008,466.86239999999975,233.43120000000005,0,0.6]
[null,null,"1999-01-25T09:30:00",1,25,10,1,"všední",0.8,0.8,324,2312.4960000000001,1156.248,924.99840000000006,763.12367999999981,462.4991999999998,231.2496000000001,0,0.8]
[null,null,"1999-01-25T10:30:00",1,25,11,1,"všední",0.8,0.8,324,2312.4960000000001,1156.248,924.99840000000006,763.12367999999981,462.4991999999998,231.2496000000001,0,0.8]
[null,null,"1999-01-25T11:30:00",1,25,12,1,"všední",1,1,324,2290.6799999999998,1145.3399999999999,916.27200000000005,755.92439999999999,458.13599999999991,229.06799999999976,0,1]
[null,null,"1999-01-25T12:30:00",1,25,13,1,"všední",0,0,324,2399.7599999999998,1199.8799999999999,959.90400000000011,791.92079999999999,479.95199999999983,239.97599999999991,0,0]
[null,null,"1999-01-25T13:30:00",1,25,14,1,"všední",1.4,1.4,162,1123.5240000000001,561.76199999999994,449.4095999999999,370.76291999999989,224.70480000000006,112.35239999999993,0,1.4]
[null,null,"1999-01-25T14:30:00",1,25,15,1,"všední",2.2999999999999998,"","",0,0,0,0,0,0,0,2.2999999999999998]
[null,null,"1999-01-25T15:30:00",1,25,16,1,"všední",1.5,"","",0,0,0,0,0,0,0,1.5]
[null,null,"1999-01-25T16:30:00",1,25,17,1,"všední",1.3,"","",0,{"$f":"IF($K606=\"\",0,$K606/3600*1.2*1010*($L$1-(M$11/100*($L$1-$I606)+$I606)))","v":0},0,0,0,0,0,1.3]
[null,null,"1999-01-25T17:30:00",1,25,18,1,"všední",0.3,"","",0,0,0,0,0,0,0,0.3]
[null,null,"1999-01-25T18:30:00",1,25,19,1,"všední",0.1,"","",0,0,0,0,0,0,0,0.1]
[null,null,"1999-01-25T19:30:00",1,25,20,1,"všední",0.1,"","",0,0,0,0,0,0,0,0.1]
[null,null,"1999-01-25T20:30:00",1,25,21,1,"všední",-1.5,"","",0,0,0,0,0,0,0,-1.5]
[null,null,"1999-01-25T21:30:00",1,25,22,1,"všední",-0.9,"","",0,0,0,0,0,0,0,-0.9]
[null,null,"1999-01-25T22:30:00",1,25,23,1,"všední",-0.9,"","",0,0,0,0,0,0,0,-0.9]
[null,null,"1999-01-25T23:30:00",1,25,24,1,"všední",-0.9,"","",0,0,0,0,0,0,0,-0.9]
[null,null,"1999-01-26T00:30:00",1,26,1,2,"všední",-0.9,"","",0,0,0,0,0,0,0,-0.9]
[null,null,"1999-01-26T01:30:00",1,26,{"$f":"F591","v":2},2,"všední",-1.2,"","",0,0,0,0,0,0,0,-1.2]
[null,null,"1999-01-26T02:30:00",1,26,3,2,"všední",-1.4,"","",0,0,0,0,0,0,0,-1.4]
[null,null,"1999-01-26T03:30:00",1,26,4,2,"všední",-1.7,"","",0,0,0,0,0,0,0,-1.7]
[null,null,"1999-01-26T04:30:00",1,26,5,2,"všední",-1.7,"","",0,0,0,0,0,0,0,-1.7]
[null,null,"1999-01-26T05:30:00",1,26,6,2,"všední",-1.7,"","",0,0,0,0,0,0,0,-1.7]
[null,null,"1999-01-26T06:30:00",1,26,7,2,"všední",-1.9,"","",0,0,0,0,0,0,0,-1.9]
[null,null,"1999-01-26T07:30:00",1,26,8,2,"všední",-1.9,-1.9,162,1303.5059999999999,651.75300000000004,521.40240000000017,430.15697999999992,260.70119999999986,130.35060000000004,0,-1.9]
[null,null,"1999-01-26T08:30:00",1,26,9,2,"všední",-1.7,-1.7,324,2585.1959999999999,{"$f":"IF($K622=\"\",0,$K622/3600*1.2*1010*($L$1-(M$11/100*($L$1-$I622)+$I622)))","v":1292.598},1034.0784000000001,853.11467999999979,517.03919999999982,258.51960000000008,0,-1.7]
[null,null,"1999-01-26T09:30:00",1,26,10,2,"všední",-1.3,-1.3,324,2541.5639999999999,1270.7819999999999,1016.6256,838.71612000000005,508.31279999999998,254.15639999999982,0,-1.3]
[null,null,"1999-01-26T10:30:00",1,26,11,2,"všední",-1.2,-1.2,324,2530.6559999999999,1265.328,1012.2624,835.11647999999991,506.13120000000004,253.06560000000002,0,-1.2]
[null,null,"1999-01-26T11:30:00",1,26,12,2,"všední",-1,-1,324,2508.84,1254.42,1003.5360000000001,827.91719999999998,501.76799999999974,250.88400000000007,0,-1]
[null,null,"1999-01-26T12:30:00",1,26,13,2,"všední",-0.1,-0.1,324,2410.6680000000001,1205.3339999999998,964.2672,795.52043999999967,482.13359999999977,241.06680000000009,0,-0.1]
[null,null,"1999-01-26T13:30:00",1,26,14,2,"všední",-0.3,-0.3,162,1216.242,608.12099999999998,486.49680000000001,401.35985999999997,243.24840000000003,121.62420000000002,0,-0.3]
[null,null,"1999-01-26T14:30:00",1,26,15,2,"všední",-0.2,"","",0,0,0,0,0,0,0,-0.2]
[null,null,"1999-01-26T15:30:00",1,26,16,2,"všední",-1.1000000000000001,"","",0,0,0,0,0,0,0,-1.1000000000000001]
[null,null,"1999-01-26T16:30:00",1,26,17,2,"všední",-2,"","",0,0,0,0,0,0,0,-2]
[null,null,"1999-01-26T17:30:00",1,26,18,2,"všední",-2.1,"","",0,0,0,0,0,0,0,-2.1]
[null,null,"1999-01-26T18:30:00",1,26,19,2,"všední",-2.2999999999999998,"","",0,0,0,0,0,0,0,-2.2999999999999998]
[null,null,"1999-01-26T19:30:00",1,26,20,2,"všední",-2.5,"","",0,0,0,0,0,0,0,-2.5]
[null,null,"1999-01-26T20:30:00",1,26,21,2,"všední",-2.6,"","",0,0,0,0,0,0,0,-2.6]
[null,null,"1999-01-26T21:30:00",1,26,22,2,"všední",-2.7,"","",0,0,0,0,0,0,0,-2.7]
[null,null,"1999-01-26T22:30:00",1,26,23,2,"všední",-2.7,"","",0,0,0,0,0,0,0,-2.7]
[null,null,"1999-01-26T23:30:00",1,26,24,2,"všední",-2.8,"","",0,0,0,0,0,0,0,-2.8]
[null,null,"1999-01-27T00:30:00",1,27,1,3,"všední",-2.8,"","",0,{"$f":"IF($K638=\"\",0,$K638/3600*1.2*1010*($L$1-(M$11/100*($L$1-$I638)+$I638)))","v":0},0,0,0,0,0,-2.8]
[null,null,"1999-01-27T01:30:00",1,27,2,3,"všední",-2.8,"","",0,0,0,0,0,0,0,-2.8]
[null,null,"1999-01-27T02:30:00",1,27,3,3,"všední",-2.8,"","",0,0,0,0,0,0,0,-2.8]
[null,null,"1999-01-27T03:30:00",1,27,4,3,"všední",-2.8,"","",0,0,0,0,0,0,0,-2.8]
[null,null,"1999-01-27T04:30:00",1,27,5,3,"všední",-2.9,"","",0,0,0,0,0,0,0,-2.9]
[null,null,"1999-01-27T05:30:00",1,27,6,3,"všední",-2.8,"","",0,0,0,0,0,0,0,-2.8]
[null,null,"1999-01-27T06:30:00",1,27,7,3,"všední",-2.8,"","",0,0,0,0,0,0,0,-2.8]
[null,null,"1999-01-27T07:30:00",1,27,8,3,"všední",-2.9,-2.9,162,1358.0459999999998,679.02300000000002,543.21840000000009,448.15518000000003,271.60919999999982,135.80459999999991,0,-2.9]
[null,null,"1999-01-27T08:30:00",1,27,9,3,"všední",-3,-3,324,2727,1363.5,1090.8,899.91,545.4,272.7,0,-3]
[null,null,"1999-01-27T09:30:00",1,27,10,3,"všední",-2.5,-2.5,324,2672.46,1336.23,1068.9840000000002,881.91179999999974,534.49199999999985,267.24599999999992,0,-2.5]
[null,null,"1999-01-27T10:30:00",1,27,11,3,"všední",-2.2000000000000002,-2.2000000000000002,324,2639.7359999999999,1319.8680000000002,1055.8943999999999,871.11287999999968,527.94719999999995,263.97359999999981,0,-2.2000000000000002]
[null,null,"1999-01-27T11:30:00",1,27,12,3,"všední",-1.1000000000000001,-1.1000000000000001,324,2519.748,1259.8739999999998,1007.8991999999998,831.51683999999977,503.94960000000009,251.97479999999985,0,-1.1000000000000001]
[null,null,"1999-01-27T12:30:00",1,27,13,3,"všední",-1.1000000000000001,-1.1000000000000001,324,2519.748,1259.8739999999998,1007.8991999999998,831.51683999999977,503.94960000000009,251.97479999999985,0,-1.1000000000000001]
[null,null,"1999-01-27T13:30:00",1,27,14,3,"všední",-1.2,-1.2,162,1265.328,632.66399999999999,506.13119999999998,417.55823999999996,253.06560000000002,126.53280000000001,0,-1.2]
[null,null,"1999-01-27T14:30:00",1,27,15,3,"všední",-1.8,"","",0,0,0,0,0,0,0,-1.8]
[null,null,"1999-01-27T15:30:00",1,27,16,3,"všední",-1.8,"","",0,0,0,0,0,0,0,-1.8]
[null,null,"1999-01-27T16:30:00",1,27,17,3,"všední",-2.5,"","",{"$f":"IF($K654=\"\",0,$K654/3600*1.2*1010*($L$1-(L$11*($L$1-$I654)+$I654)))","v":0},{"$f":"IF($K654=\"\",0,$K654/3600*1.2*1010*($L$1-(M$11/100*($L$1-$I654)+$I654)))","v":0},0,0,0,0,0,-2.5]
[null,null,"1999-01-27T17:30:00",1,27,18,{"$f":"WEEKDAY(C655-1)","v":3},{"$f":"IF(G655=6,\"víkend\",IF(G655=7,\"víkend\",IF(OR(D655=7,D655=8),\"prázdniny\",IF(AND(D655=1,E655=1),\"prázdniny\",\"všední\"))))","v":"všední"},-3.1,{"$f":"+IF(K655=\"\",\"\",I655)","v":""},{"$f":"IF(OR(H655=\"víkend\",H655=\"prázdniny\"),\"\",IF(I655>13,0,IF(OR(F655<$E$5,F655>$E$6),\"\",IF(OR(F655=8,F655=14),$L$4/2,$L$4))))","v":""},0,0,0,0,0,0,0,-3.1]
[null,null,{"$f":"C655+1/24","v":"1999-01-27T18:30:00"},1,27,19,3,"všední",-3.2,"","",0,0,0,0,0,0,0,-3.2]
[null,null,"1999-01-27T19:30:00",1,27,20,3,"všední",-3.9,"","",0,0,0,0,0,0,0,-3.9]
[null,null,"1999-01-27T20:30:00",1,27,21,3,"všední",-4.2,"","",0,0,0,0,0,0,0,-4.2]
[null,null,"1999-01-27T21:30:00",1,27,22,3,"všední",-5.4,"","",0,0,0,0,0,0,0,-5.4]
[null,null,"1999-01-27T22:30:00",1,27,23,3,"všední",-5.6,"","",0,0,0,0,0,0,0,-5.6]
[null,null,"1999-01-27T23:30:00",1,27,24,3,"všední",-5.8,"","",0,0,0,0,0,0,0,-5.8]
[null,null,"1999-01-28T00:30:00",1,28,1,4,"všední",-6,"","",0,0,0,0,0,0,0,-6]
[null,null,"1999-01-28T01:30:00",1,28,2,4,"všední",-6.5,"","",0,0,0,0,0,0,0,-6.5]
[null,null,"1999-01-28T02:30:00",1,28,3,4,"všední",-7,"","",0,0,0,0,0,0,0,-7]
[null,null,"1999-01-28T03:30:00",1,28,4,4,"všední",-7.5,"","",0,0,0,0,0,0,0,-7.5]
[null,null,"1999-01-28T04:30:00",1,28,5,4,"všední",-7.6,"","",0,0,0,0,0,0,0,-7.6]
[null,null,"1999-01-28T05:30:00",1,28,6,4,"všední",-8.3000000000000007,"","",0,0,0,0,0,0,0,-8.3000000000000007]
[null,null,"1999-01-28T06:30:00",1,28,7,4,"všední",-8.3000000000000007,"","",0,0,0,0,0,0,0,-8.3000000000000007]
[null,null,"1999-01-28T07:30:00",1,28,8,4,"všední",-8.4,-8.4,162,1658.0159999999998,829.00800000000004,663.20640000000014,547.14528000000007,331.60320000000002,165.80159999999995,0,-8.4]
[null,null,"1999-01-28T08:30:00",1,28,9,4,"všední",-6.6,-6.6,324,3119.6880000000001,{"$f":"IF($K670=\"\",0,$K670/3600*1.2*1010*($L$1-(M$11/100*($L$1-$I670)+$I670)))","v":1559.8439999999998},1247.8751999999999,1029.4970399999997,623.93759999999986,311.96879999999993,0,-6.6]
[null,null,"1999-01-28T09:30:00",1,28,10,4,"všední",-5,-5,324,2945.16,1472.58,1178.0640000000001,971.90279999999996,589.03199999999981,294.51599999999991,0,-5]
[null,null,"1999-01-28T10:30:00",1,28,11,4,"všední",-3.6,-3.6,324,2792.4480000000003,1396.2239999999999,1116.9792,921.50783999999987,558.48959999999977,279.24479999999988,0,-3.6]
[null,null,"1999-01-28T11:30:00",1,28,12,4,"všední",-2,-2,324,2617.92,1308.96,1047.1680000000001,863.91359999999975,523.58399999999972,261.79199999999986,0,-2]
[null,null,"1999-01-28T12:30:00",1,28,13,4,"všední",-1.1000000000000001,-1.1000000000000001,324,2519.748,1259.8739999999998,1007.8991999999998,831.51683999999977,503.94960000000009,251.97479999999985,0,-1.1000000000000001]
[null,null,"1999-01-28T13:30:00",1,28,14,4,"všední",-0.7,-0.7,162,1238.058,619.029,495.22320000000002,408.55913999999996,247.61159999999995,123.80579999999998,0,-0.7]
[null,null,"1999-01-28T14:30:00",1,28,15,4,"všední",-0.4,"","",0,0,0,0,0,0,0,-0.4]
[null,null,"1999-01-28T15:30:00",1,28,16,4,"všední",-0.2,"","",0,0,0,0,0,0,0,-0.2]
[null,null,"1999-01-28T16:30:00",1,28,17,4,"všední",-0.5,"","",0,0,0,0,0,0,0,-0.5]
[null,null,"1999-01-28T17:30:00",1,28,{"$f":"F655","v":18},4,"všední",-1,"","",0,0,0,0,0,0,0,-1]
[null,null,"1999-01-28T18:30:00",1,28,19,4,"všední",-1.3,"","",0,0,0,0,0,0,0,-1.3]
[null,null,"1999-01-28T19:30:00",1,28,20,4,"všední",-2.2000000000000002,"","",0,0,0,0,0,0,0,-2.2000000000000002]
[null,null,"1999-01-28T20:30:00",1,28,21,4,"všední",-3.8,"","",0,0,0,0,0,0,0,-3.8]
[null,null,"1999-01-28T21:30:00",1,28,22,4,"všední",-3.9,"","",0,0,0,0,0,0,0,-3.9]
[null,null,"1999-01-28T22:30:00",1,28,23,4,"všední",-3.9,"","",0,0,0,0,0,0,0,-3.9]
[null,null,"1999-01-28T23:30:00",1,28,24,4,"všední",-4,"","",0,0,0,0,0,0,0,-4]
[null,null,"1999-01-29T00:30:00",1,29,1,5,"všední",-4,"","",0,{"$f":"IF($K686=\"\",0,$K686/3600*1.2*1010*($L$1-(M$11/100*($L$1-$I686)+$I686)))","v":0},0,0,0,0,0,-4]
[null,null,"1999-01-29T01:30:00",1,29,2,5,"všední",-4.0999999999999996,"","",0,0,0,0,0,0,0,-4.0999999999999996]
[null,null,"1999-01-29T02:30:00",1,29,3,5,"všední",-4.3,"","",0,0,0,0,0,0,0,-4.3]
[null,null,"1999-01-29T03:30:00",1,29,4,5,"všední",-4.4000000000000004,"","",0,0,0,0,0,0,0,-4.4000000000000004]
[null,null,"1999-01-29T04:30:00",1,29,5,5,"všední",-4.4000000000000004,"","",0,0,0,0,0,0,0,-4.4000000000000004]
[null,null,"1999-01-29T05:30:00",1,29,6,5,"všední",-4.4000000000000004,"","",0,0,0,0,0,0,0,-4.4000000000000004]
[null,null,"1999-01-29T06:30:00",1,29,7,5,"všední",-4.8,"","",0,0,0,0,0,0,0,-4.8]
[null,null,"1999-01-29T07:30:00",1,29,8,5,"všední",-3.8,-3.8,162,1407.1320000000001,703.56599999999992,562.8528,464.35355999999996,281.4264,140.71319999999992,0,-3.8]
[null,null,"1999-01-29T08:30:00",1,29,9,5,"všední",-3.5,-3.5,324,2781.54,1390.77,1112.616,917.90819999999985,556.30799999999977,278.15400000000005,0,-3.5]
[null,null,"1999-01-29T09:30:00",1,29,10,5,"všední",-2.4,-2.4,324,2661.5519999999997,1330.7760000000001,1064.6208000000001,878.31216000000018,532.31039999999985,266.15519999999975,0,-2.4]
[null,null,"1999-01-29T10:30:00",1,29,11,5,"všední",-1.4,-1.4,324,2552.4719999999998,1276.2360000000001,1020.9888000000001,842.31575999999995,510.49439999999998,255.24719999999999,0,-1.4]
[null,null,"1999-01-29T11:30:00",1,29,12,5,"všední",0.1,0.1,324,2388.8519999999999,1194.4260000000002,955.5408000000001,788.32116000000008,477.77039999999988,238.88519999999974,0,0.1]
[null,null,"1999-01-29T12:30:00",1,29,13,5,"všední",0.8,0.8,324,2312.4960000000001,1156.248,924.99840000000006,763.12367999999981,462.4991999999998,231.2496000000001,0,0.8]
[null,null,"1999-01-29T13:30:00",1,29,14,5,"všední",0.7,0.7,162,1161.702,580.851,464.68080000000009,383.36165999999997,232.34039999999987,116.17019999999994,0,0.7]
[null,null,"1999-01-29T14:30:00",1,29,15,5,"všední",1,"","",0,0,0,0,0,0,0,1]
[null,null,"1999-01-29T15:30:00",1,29,16,5,"všední",0.8,"","",0,0,0,0,0,0,0,0.8]
[null,null,"1999-01-29T16:30:00",1,29,17,5,"všední",0.2,"","",0,{"$f":"IF($K702=\"\",0,$K702/3600*1.2*1010*($L$1-(M$11/100*($L$1-$I702)+$I702)))","v":0},0,0,0,0,0,0.2]
[null,null,"1999-01-29T17:30:00",1,29,18,5,"všední",0.2,"","",0,0,0,0,0,0,0,0.2]
[null,null,"1999-01-29T18:30:00",1,29,19,5,"všední",0,"","",0,0,0,0,0,0,0,0]
[null,null,"1999-01-29T19:30:00",1,29,20,5,"všední",0.2,"","",0,0,0,0,0,0,0,0.2]
[null,null,"1999-01-29T20:30:00",1,29,21,5,"všední",0.5,"","",0,0,0,0,0,0,0,0.5]
[null,null,"1999-01-29T21:30:00",1,29,22,5,"všední",0.5,"","",0,0,0,0,0,0,0,0.5]
[null,null,"1999-01-29T22:30:00",1,29,23,5,"všední",0.6,"","",0,0,0,0,0,0,0,0.6]
[null,null,"1999-01-29T23:30:00",1,29,24,5,"všední",0.6,"","",0,0,0,0,0,0,0,0.6]
[null,null,"1999-01-30T00:30:00",1,30,1,6,"víkend",0.7,"","",0,0,0,0,0,0,0,0.7]
[null,null,"1999-01-30T01:30:00",1,30,2,6,"víkend",0.7,"","",0,0,0,0,0,0,0,0.7]
[null,null,"1999-01-30T02:30:00",1,30,3,6,"víkend",0.6,"","",0,0,0,0,0,0,0,0.6]
[null,null,"1999-01-30T03:30:00",1,30,4,6,"víkend",0.6,"","",0,0,0,0,0,0,0,0.6]
[null,null,"1999-01-30T04:30:00",1,30,5,6,"víkend",1.3,"","",0,0,0,0,0,0,0,1.3]
[null,null,"1999-01-30T05:30:00",1,30,6,6,"víkend",1.7,"","",0,0,0,0,0,0,0,1.7]
[null,null,"1999-01-30T06:30:00",1,30,7,6,"víkend",1.9,"","",0,0,0,0,0,0,0,1.9]
[null,null,"1999-01-30T07:30:00",1,30,8,6,"víkend",2,"","",0,0,0,0,0,0,0,2]
[null,null,"1999-01-30T08:30:00",1,30,9,6,"víkend",2.2000000000000002,"","",{"$f":"IF($K718=\"\",0,$K718/3600*1.2*1010*($L$1-(L$11*($L$1-$I718)+$I718)))","v":0},{"$f":"IF($K718=\"\",0,$K718/3600*1.2*1010*($L$1-(M$11/100*($L$1-$I718)+$I718)))","v":0},0,0,0,0,0,2.2000000000000002]
[null,null,"1999-01-30T09:30:00",1,30,10,{"$f":"WEEKDAY(C719-1)","v":6},{"$f":"IF(G719=6,\"víkend\",IF(G719=7,\"víkend\",IF(OR(D719=7,D719=8),\"prázdniny\",IF(AND(D719=1,E719=1),\"prázdniny\",\"všední\"))))","v":"víkend"},2.6,{"$f":"+IF(K719=\"\",\"\",I719)","v":""},{"$f":"IF(OR(H719=\"víkend\",H719=\"prázdniny\"),\"\",IF(I719>13,0,IF(OR(F719<$E$5,F719>$E$6),\"\",IF(OR(F719=8,F719=14),$L$4/2,$L$4))))","v":""},0,0,0,0,0,0,0,2.6]
[null,null,{"$f":"C719+1/24","v":"1999-01-30T10:30:00"},1,30,11,6,"víkend",3.2,"","",0,0,0,0,0,0,0,3.2]
[null,null,"1999-01-30T11:30:00",1,30,12,6,"víkend",3.5,"","",0,0,0,0,0,0,0,3.5]
[null,null,"1999-01-30T12:30:00",1,30,13,6,"víkend",3.6,"","",0,0,0,0,0,0,0,3.6]
[null,null,"1999-01-30T13:30:00",1,30,14,6,"víkend",3.3,"","",0,0,0,0,0,0,0,3.3]
[null,null,"1999-01-30T14:30:00",1,30,15,6,"víkend",2.4,"","",0,0,0,0,0,0,0,2.4]
[null,null,"1999-01-30T15:30:00",1,30,16,6,"víkend",2,"","",0,0,0,0,0,0,0,2]
[null,null,"1999-01-30T16:30:00",1,30,17,6,"víkend",1.8,"","",0,0,0,0,0,0,0,1.8]
[null,null,"1999-01-30T17:30:00",1,30,18,6,"víkend",1.5,"","",0,0,0,0,0,0,0,1.5]
[null,null,"1999-01-30T18:30:00",1,30,19,6,"víkend",1.2,"","",0,0,0,0,0,0,0,1.2]
[null,null,"1999-01-30T19:30:00",1,30,20,6,"víkend",1.2,"","",0,0,0,0,0,0,0,1.2]
[null,null,"1999-01-30T20:30:00",1,30,21,6,"víkend",1.6,"","",0,0,0,0,0,0,0,1.6]
[null,null,"1999-01-30T21:30:00",1,30,22,6,"víkend",1.9,"","",0,0,0,0,0,0,0,1.9]
[null,null,"1999-01-30T22:30:00",1,30,23,6,"víkend",2,"","",0,0,0,0,0,0,0,2]
[null,null,"1999-01-30T23:30:00",1,30,24,6,"víkend",2.1,"","",0,0,0,0,0,0,0,2.1]
[null,null,"1999-01-31T00:30:00",1,31,1,7,"víkend",2.2000000000000002,"","",0,{"$f":"IF($K734=\"\",0,$K734/3600*1.2*1010*($L$1-(M$11/100*($L$1-$I734)+$I734)))","v":0},0,0,0,0,0,2.2000000000000002]
[null,null,"1999-01-31T01:30:00",1,31,2,7,"víkend",2.2000000000000002,"","",0,0,0,0,0,0,0,2.2000000000000002]
[null,null,"1999-01-31T02:30:00",1,31,3,7,"víkend",2.1,"","",0,0,0,0,0,0,0,2.1]
[null,null,"1999-01-31T03:30:00",1,31,4,7,"víkend",2.1,"","",0,0,0,0,0,0,0,2.1]
[null,null,"1999-01-31T04:30:00",1,31,5,7,"víkend",2,"","",0,0,0,0,0,0,0,2]
[null,null,"1999-01-31T05:30:00",1,31,6,7,"víkend",2.2000000000000002,"","",0,0,0,0,0,0,0,2.2000000000000002]
[null,null,"1999-01-31T06:30:00",1,31,7,7,"víkend",2.4,"","",0,0,0,0,0,0,0,2.4]
[null,null,"1999-01-31T07:30:00",1,31,8,7,"víkend",2.2000000000000002,"","",0,0,0,0,0,0,0,2.2000000000000002]
[null,null,"1999-01-31T08:30:00",1,31,9,7,"víkend",2.6,"","",0,0,0,0,0,0,0,2.6]
[null,null,"1999-01-31T09:30:00",1,31,{"$f":"F719","v":10},7,"víkend",2.6,"","",0,0,0,0,0,0,0,2.6]
[null,null,"1999-01-31T10:30:00",1,31,11,7,"víkend",2.9,"","",0,0,0,0,0,0,0,2.9]
[null,null,"1999-01-31T11:30:00",1,31,12,7,"víkend",3.1,"","",0,0,0,0,0,0,0,3.1]
[null,null,"1999-01-31T12:30:00",1,31,13,7,"víkend",3.3,"","",0,0,0,0,0,0,0,3.3]
[null,null,"1999-01-31T13:30:00",1,31,14,7,"víkend",3.5,"","",0,0,0,0,0,0,0,3.5]
[null,null,"1999-01-31T14:30:00",1,31,15,7,"víkend",3.4,"","",0,0,0,0,0,0,0,3.4]
[null,null,"1999-01-31T15:30:00",1,31,16,7,"víkend",3.2,"","",0,0,0,0,0,0,0,3.2]
[null,null,"1999-01-31T16:30:00",1,31,17,7,"víkend",3.4,"","",0,{"$f":"IF($K750=\"\",0,$K750/3600*1.2*1010*($L$1-(M$11/100*($L$1-$I750)+$I750)))","v":0},0,0,0,0,0,3.4]
[null,null,"1999-01-31T17:30:00",1,31,18,7,"víkend",3.6,"","",0,0,0,0,0,0,0,3.6]
[null,null,"1999-01-31T18:30:00",1,31,19,7,"víkend",3.6,"","",0,0,0,0,0,0,0,3.6]
[null,null,"1999-01-31T19:30:00",1,31,20,7,"víkend",3.7,"","",0,0,0,0,0,0,0,3.7]
[null,null,"1999-01-31T20:30:00",1,31,21,7,"víkend",3.5,"","",0,0,0,0,0,0,0,3.5]
[null,null,"1999-01-31T21:30:00",1,31,22,7,"víkend",3.5,"","",0,0,0,0,0,0,0,3.5]
[null,null,"1999-01-31T22:30:00",1,31,23,7,"víkend",3.7,"","",0,0,0,0,0,0,0,3.7]
[null,null,"1999-01-31T23:30:00",1,31,24,7,"víkend",3.9,"","",0,0,0,0,0,0,0,3.9]
[null,null,"1999-02-01T00:30:00",2,1,1,1,"všední",-10.6,"","",0,0,0,0,0,0,0,-10.6]
[null,null,"1999-02-01T01:30:00",2,1,2,1,"všední",-11,"","",0,0,0,0,0,0,0,-11]
[null,null,"1999-02-01T02:30:00",2,1,3,1,"všední",-11.4,"","",0,0,0,0,0,0,0,-11.4]
[null,null,"1999-02-01T03:30:00",2,1,4,1,"všední",-11.8,"","",0,0,0,0,0,0,0,-11.8]
[null,null,"1999-02-01T04:30:00",2,1,5,1,"všední",-12.8,"","",0,0,0,0,0,0,0,-12.8]
[null,null,"1999-02-01T05:30:00",2,1,6,1,"všední",-12.9,"","",0,0,0,0,0,0,0,-12.9]
[null,null,"1999-02-01T06:30:00",2,1,7,1,"všední",-13.2,"","",0,0,0,0,0,0,0,-13.2]
[null,null,"1999-02-01T07:30:00",2,1,8,1,"všední",-12.8,-12.8,162,1897.9919999999997,948.99600000000009,759.19680000000005,626.3373600000001,379.59840000000003,189.79920000000021,1.9376500404177932E-13,-12.8]
[null,null,"1999-02-01T08:30:00",2,1,9,1,"všední",-11.6,-11.6,324,3665.0880000000002,{"$f":"IF($K766=\"\",0,$K766/3600*1.2*1010*($L$1-(M$11/100*($L$1-$I766)+$I766)))","v":1832.5439999999996},1466.0352,1209.4790399999995,733.01759999999967,366.50879999999995,0,-11.6]
[null,null,"1999-02-01T09:30:00",2,1,10,1,"všední",-10,-10,324,3490.56,1745.28,1396.2240000000002,1151.8847999999998,698.11199999999985,349.05599999999993,0,-10]
[null,null,"1999-02-01T10:30:00",2,1,11,1,"všední",-8.4,-8.4,324,3316.0319999999997,1658.0160000000001,1326.4128000000003,1094.2905600000001,663.20640000000003,331.6031999999999,0,-8.4]
[null,null,"1999-02-01T11:30:00",2,1,12,1,"všední",-6.6,-6.6,324,3119.6880000000001,1559.8439999999998,1247.8751999999999,1029.4970399999997,623.93759999999986,311.96879999999993,0,-6.6]
[null,null,"1999-02-01T12:30:00",2,1,13,1,"všední",-6.1,-6.1,324,3065.1480000000001,1532.5739999999998,1226.0591999999999,1011.4988399999997,613.02959999999973,306.51479999999947,0,-6.1]
[null,null,"1999-02-01T13:30:00",2,1,14,1,"všední",-5,-5,162,1472.58,736.29,589.03200000000004,485.95139999999998,294.51599999999991,147.25799999999995,0,-5]
[null,null,"1999-02-01T14:30:00",2,1,15,1,"všední",-4.5999999999999996,"","",0,0,0,0,0,0,0,-4.5999999999999996]
[null,null,"1999-02-01T15:30:00",2,1,16,1,"všední",-4,"","",0,0,0,0,0,0,0,-4]
[null,null,"1999-02-01T16:30:00",2,1,17,1,"všední",-4.5999999999999996,"","",0,0,0,0,0,0,0,-4.5999999999999996]
[null,null,"1999-02-01T17:30:00",2,1,18,1,"všední",-6.1,"","",0,0,0,0,0,0,0,-6.1]
[null,null,"1999-02-01T18:30:00",2,1,19,1,"všední",-7.4,"","",0,0,0,0,0,0,0,-7.4]
[null,null,"1999-02-01T19:30:00",2,1,20,1,"všední",-8.1,"","",0,0,0,0,0,0,0,-8.1]
[null,null,"1999-02-01T20:30:00",2,1,21,1,"všední",-8.6,"","",0,0,0,0,0,0,0,-8.6]
[null,null,"1999-02-01T21:30:00",2,1,22,1,"všední",-9.1,"","",0,0,0,0,0,0,0,-9.1]
[null,null,"1999-02-01T22:30:00",2,1,23,1,"všední",-9.6999999999999993,"","",0,0,0,0,0,0,0,-9.6999999999999993]
[null,null,"1999-02-01T23:30:00",2,1,24,1,"všední",-10.3,"","",0,0,0,0,0,0,0,-10.3]
[null,null,"1999-02-02T00:30:00",2,2,1,2,"všední",-10.9,"","",{"$f":"IF($K782=\"\",0,$K782/3600*1.2*1010*($L$1-(L$11*($L$1-$I782)+$I782)))","v":0},{"$f":"IF($K782=\"\",0,$K782/3600*1.2*1010*($L$1-(M$11/100*($L$1-$I782)+$I782)))","v":0},0,0,0,0,0,-10.9]
[null,null,"1999-02-02T01:30:00",2,2,2,{"$f":"WEEKDAY(C783-1)","v":2},{"$f":"IF(G783=6,\"víkend\",IF(G783=7,\"víkend\",IF(OR(D783=7,D783=8),\"prázdniny\",IF(AND(D783=1,E783=1),\"prázdniny\",\"všední\"))))","v":"všední"},-11.4,{"$f":"+IF(K783=\"\",\"\",I783)","v":""},{"$f":"IF(OR(H783=\"víkend\",H783=\"prázdniny\"),\"\",IF(I783>13,0,IF(OR(F783<$E$5,F783>$E$6),\"\",IF(OR(F783=8,F783=14),$L$4/2,$L$4))))","v":""},0,0,0,0,0,0,0,-11.4]
[null,null,{"$f":"C783+1/24","v":"1999-02-02T02:30:00"},2,2,3,2,"všední",-11.9,"","",0,0,0,0,0,0,0,-11.9]
[null,null,"1999-02-02T03:30:00",2,2,4,2,"všední",-12.4,"","",0,0,0,0,0,0,0,-12.4]
[null,null,"1999-02-02T04:30:00",2,2,5,2,"všední",-13.4,"","",0,0,0,0,0,0,0,-13.4]
[null,null,"1999-02-02T05:30:00",2,2,6,2,"všední",-13.4,"","",0,0,0,0,0,0,0,-13.4]
[null,null,"1999-02-02T06:30:00",2,2,7,2,"všední",-14.2,"","",0,0,0,0,0,0,0,-14.2]
[null,null,"1999-02-02T07:30:00",2,2,8,2,"všední",-15,-15,162,2017.98,1008.99,807.19200000000001,665.93339999999989,403.59599999999989,201.79799999999977,0,-15]
[null,null,"1999-02-02T08:30:00",2,2,9,2,"všední",-13.4,-13.4,324,3861.4319999999998,1930.7160000000003,1544.5728000000001,1274.2725600000001,772.28639999999996,386.14319999999992,0,-13.4]
[null,null,"1999-02-02T09:30:00",2,2,10,2,"všední",-11.4,-11.4,324,3643.2719999999999,1821.6360000000002,1457.3088,1202.2797599999999,728.65440000000012,364.32720000000035,0,-11.4]
[null,null,"1999-02-02T10:30:00",2,2,11,2,"všední",-10.3,-10.3,324,3523.2839999999997,1761.6420000000003,1409.3136000000002,1162.6837200000002,704.65680000000009,352.32840000000044,3.8753000808355864E-13,-10.3]
[null,null,"1999-02-02T11:30:00",2,2,12,2,"všední",-6.6,-6.6,324,3119.6880000000001,1559.8439999999998,1247.8751999999999,1029.4970399999997,623.93759999999986,311.96879999999993,0,-6.6]
[null,null,"1999-02-02T12:30:00",2,2,13,2,"všední",-5.4,-5.4,324,2988.7919999999999,1494.3960000000002,1195.5168000000003,986.30135999999993,597.7583999999996,298.8792000000002,0,-5.4]
[null,null,"1999-02-02T13:30:00",2,2,14,2,"všední",-3.8,-3.8,162,1407.1320000000001,703.56599999999992,562.8528,464.35355999999996,281.4264,140.71319999999992,0,-3.8]
[null,null,"1999-02-02T14:30:00",2,2,15,2,"všední",-2.7,"","",0,0,0,0,0,0,0,-2.7]
[null,null,"1999-02-02T15:30:00",2,2,16,2,"všední",-2,"","",0,0,0,0,0,0,0,-2]
[null,null,"1999-02-02T16:30:00",2,2,17,2,"všední",-3,"","",0,{"$f":"IF($K798=\"\",0,$K798/3600*1.2*1010*($L$1-(M$11/100*($L$1-$I798)+$I798)))","v":0},0,0,0,0,0,-3]
[null,null,"1999-02-02T17:30:00",2,2,18,2,"všední",-4.4000000000000004,"","",0,0,0,0,0,0,0,-4.4000000000000004]
[null,null,"1999-02-02T18:30:00",2,2,19,2,"všední",-5.3,"","",0,0,0,0,0,0,0,-5.3]
[null,null,"1999-02-02T19:30:00",2,2,20,2,"všední",-6,"","",0,0,0,0,0,0,0,-6]
[null,null,"1999-02-02T20:30:00",2,2,21,2,"všední",-7.2,"","",0,0,0,0,0,0,0,-7.2]
[null,null,"1999-02-02T21:30:00",2,2,22,2,"všední",-7.6,"","",0,0,0,0,0,0,0,-7.6]
[null,null,"1999-02-02T22:30:00",2,2,23,2,"všední",-8.1999999999999993,"","",0,0,0,0,0,0,0,-8.1999999999999993]
[null,null,"1999-02-02T23:30:00",2,2,24,2,"všední",-8.8000000000000007,"","",0,0,0,0,0,0,0,-8.8000000000000007]
[null,null,"1999-02-03T00:30:00",2,3,1,3,"všední",-9.4,"","",0,0,0,0,0,0,0,-9.4]
[null,null,"1999-02-03T01:30:00",2,3,{"$f":"F783","v":2},3,"všední",-9.5,"","",0,0,0,0,0,0,0,-9.5]
[null,null,"1999-02-03T02:30:00",2,3,3,3,"všední",-9.6,"","",0,0,0,0,0,0,0,-9.6]
[null,null,"1999-02-03T03:30:00",2,3,4,3,"všední",-9.6999999999999993,"","",0,0,0,0,0,0,0,-9.6999999999999993]
[null,null,"1999-02-03T04:30:00",2,3,5,3,"všední",-10.1,"","",0,0,0,0,0,0,0,-10.1]
[null,null,"1999-02-03T05:30:00",2,3,6,3,"všední",-11.1,"","",0,0,0,0,0,0,0,-11.1]
[null,null,"1999-02-03T06:30:00",2,3,7,3,"všední",-13.3,"","",0,0,0,0,0,0,0,-13.3]
[null,null,"1999-02-03T07:30:00",2,3,8,3,"všední",-14.4,-14.4,162,1985.2559999999999,992.62800000000016,794.10239999999999,655.13447999999994,397.05119999999994,198.52560000000003,0,-14.4]
[null,null,"1999-02-03T08:30:00",2,3,9,3,"všední",-13.6,-13.6,324,3883.248,{"$f":"IF($K814=\"\",0,$K814/3600*1.2*1010*($L$1-(M$11/100*($L$1-$I814)+$I814)))","v":1941.6239999999996},1553.2991999999999,1281.4718399999995,776.64959999999951,388.32480000000027,0,-13.6]
[null,null,"1999-02-03T09:30:00",2,3,10,3,"všední",-11.6,-11.6,324,3665.0880000000002,1832.5439999999996,1466.0352,1209.4790399999995,733.01759999999967,366.50879999999995,0,-11.6]
[null,null,"1999-02-03T10:30:00",2,3,11,3,"všední",-9,-9,324,3381.48,1690.74,1352.5920000000001,1115.8884,676.29599999999994,338.14799999999974,0,-9]
[null,null,"1999-02-03T11:30:00",2,3,12,3,"všední",-5.3,-5.3,324,2977.884,1488.9419999999998,1191.1536000000001,982.70172000000002,595.57679999999971,297.78840000000002,0,-5.3]
[null,null,"1999-02-03T12:30:00",2,3,13,3,"všední",-5,-5,324,2945.16,1472.58,1178.0640000000001,971.90279999999996,589.03199999999981,294.51599999999991,0,-5]
[null,null,"1999-02-03T13:30:00",2,3,14,3,"všední",-3.3,-3.3,162,1379.8620000000001,689.93099999999993,551.9448000000001,455.35446000000002,275.97239999999994,137.98620000000005,0,-3.3]
[null,null,"1999-02-03T14:30:00",2,3,15,3,"všední",-3,"","",0,0,0,0,0,0,0,-3]
[null,null,"1999-02-03T15:30:00",2,3,16,3,"všední",-3.4,"","",0,0,0,0,0,0,0,-3.4]
[null,null,"1999-02-03T16:30:00",2,3,17,3,"všední",-3.9,"","",0,0,0,0,0,0,0,-3.9]
[null,null,"1999-02-03T17:30:00",2,3,18,3,"všední",-4.4000000000000004,"","",0,0,0,0,0,0,0,-4.4000000000000004]
[null,null,"1999-02-03T18:30:00",2,3,19,3,"všední",-5.8,"","",0,0,0,0,0,0,0,-5.8]
[null,null,"1999-02-03T19:30:00",2,3,20,3,"všední",-7.3,"","",0,0,0,0,0,0,0,-7.3]
[null,null,"1999-02-03T20:30:00",2,3,21,3,"všední",-9,"","",0,0,0,0,0,0,0,-9]
[null,null,"1999-02-03T21:30:00",2,3,22,3,"všední",-10.5,"","",0,0,0,0,0,0,0,-10.5]
[null,null,"1999-02-03T22:30:00",2,3,23,3,"všední",-11,"","",0,0,0,0,0,0,0,-11]
[null,null,"1999-02-03T23:30:00",2,3,24,3,"všední",-11.5,"","",0,0,0,0,0,0,0,-11.5]
[null,null,"1999-02-04T00:30:00",2,4,1,4,"všední",-12,"","",0,{"$f":"IF($K830=\"\",0,$K830/3600*1.2*1010*($L$1-(M$11/100*($L$1-$I830)+$I830)))","v":0},0,0,0,0,0,-12]
[null,null,"1999-02-04T01:30:00",2,4,2,4,"všední",-12.5,"","",0,0,0,0,0,0,0,-12.5]
[null,null,"1999-02-04T02:30:00",2,4,3,4,"všední",-13,"","",0,0,0,0,0,0,0,-13]
[null,null,"1999-02-04T03:30:00",2,4,4,4,"všední",-13.5,"","",0,0,0,0,0,0,0,-13.5]
[null,null,"1999-02-04T04:30:00",2,4,5,4,"všední",-13.8,"","",0,0,0,0,0,0,0,-13.8]
[null,null,"1999-02-04T05:30:00",2,4,6,4,"všední",-14.2,"","",0,0,0,0,0,0,0,-14.2]
[null,null,"1999-02-04T06:30:00",2,4,7,4,"všední",-14.6,"","",0,0,0,0,0,0,0,-14.6]
[null,null,"1999-02-04T07:30:00",2,4,8,4,"všední",-14.3,-14.3,162,1979.8019999999999,989.90100000000007,791.92080000000021,653.3346600000001,395.96040000000011,197.98019999999994,1.9376500404177932E-13,-14.3]
[null,null,"1999-02-04T08:30:00",2,4,9,4,"všední",-13.1,-13.1,324,3828.7080000000001,1914.3539999999996,1531.4832000000001,1263.4736399999997,765.74159999999972,382.8707999999998,0,-13.1]
[null,null,"1999-02-04T09:30:00",2,4,10,4,"všední",-10.7,-10.7,324,3566.9160000000002,1783.4579999999996,1426.7663999999997,1177.0822799999996,713.38319999999953,356.69159999999954,-3.8753000808355864E-13,-10.7]
[null,null,"1999-02-04T10:30:00",2,4,11,4,"všední",-8.6999999999999993,-8.6999999999999993,324,3348.7559999999999,1674.3779999999999,1339.5024000000001,1105.0894800000001,669.7511999999997,334.87560000000002,0,-8.6999999999999993]
[null,null,"1999-02-04T11:30:00",2,4,12,4,"všední",-5.9,-5.9,324,3043.3319999999999,1521.6660000000002,1217.3328000000001,1004.2995599999998,608.66639999999984,304.33319999999992,0,-5.9]
[null,null,"1999-02-04T12:30:00",2,4,13,4,"všední",-4.2,-4.2,324,2857.8959999999997,1428.9480000000001,1143.1584,943.10567999999967,571.57919999999979,285.78960000000012,0,-4.2]
[null,null,"1999-02-04T13:30:00",2,4,14,4,"všední",-4.2,-4.2,162,1428.9479999999999,714.47400000000005,571.57920000000001,471.55283999999983,285.78959999999989,142.89480000000006,0,-4.2]
[null,null,"1999-02-04T14:30:00",2,4,15,4,"všední",-3,"","",0,0,0,0,0,0,0,-3]
[null,null,"1999-02-04T15:30:00",2,4,16,4,"všední",-3.2,"","",0,0,0,0,0,0,0,-3.2]
[null,null,"1999-02-04T16:30:00",2,4,17,4,"všední",-3.2,"","",{"$f":"IF($K846=\"\",0,$K846/3600*1.2*1010*($L$1-(L$11*($L$1-$I846)+$I846)))","v":0},{"$f":"IF($K846=\"\",0,$K846/3600*1.2*1010*($L$1-(M$11/100*($L$1-$I846)+$I846)))","v":0},0,0,0,0,0,-3.2]
[null,null,"1999-02-04T17:30:00",2,4,18,{"$f":"WEEKDAY(C847-1)","v":4},{"$f":"IF(G847=6,\"víkend\",IF(G847=7,\"víkend\",IF(OR(D847=7,D847=8),\"prázdniny\",IF(AND(D847=1,E847=1),\"prázdniny\",\"všední\"))))","v":"všední"},-3.5,{"$f":"+IF(K847=\"\",\"\",I847)","v":""},{"$f":"IF(OR(H847=\"víkend\",H847=\"prázdniny\"),\"\",IF(I847>13,0,IF(OR(F847<$E$5,F847>$E$6),\"\",IF(OR(F847=8,F847=14),$L$4/2,$L$4))))","v":""},0,0,0,0,0,0,0,-3.5]
[null,null,{"$f":"C847+1/24","v":"1999-02-04T18:30:00"},2,4,19,4,"všední",-4.2,"","",0,0,0,0,0,0,0,-4.2]
[null,null,"1999-02-04T19:30:00",2,4,20,4,"všední",-4.4000000000000004,"","",0,0,0,0,0,0,0,-4.4000000000000004]
[null,null,"1999-02-04T20:30:00",2,4,21,4,"všední",-4.8,"","",0,0,0,0,0,0,0,-4.8]
[null,null,"1999-02-04T21:30:00",2,4,22,4,"všední",-5.0999999999999996,"","",0,0,0,0,0,0,0,-5.0999999999999996]
[null,null,"1999-02-04T22:30:00",2,4,23,4,"všední",-5.3,"","",0,0,0,0,0,0,0,-5.3]
[null,null,"1999-02-04T23:30:00",2,4,24,4,"všední",-5.5,"","",0,0,0,0,0,0,0,-5.5]
[null,null,"1999-02-05T00:30:00",2,5,1,5,"všední",-5.7,"","",0,0,0,0,0,0,0,-5.7]
[null,null,"1999-02-05T01:30:00",2,5,2,5,"všední",-6.3,"","",0,0,0,0,0,0,0,-6.3]
[null,null,"1999-02-05T02:30:00",2,5,3,5,"všední",-7,"","",0,0,0,0,0,0,0,-7]
[null,null,"1999-02-05T03:30:00",2,5,4,5,"všední",-7.6,"","",0,0,0,0,0,0,0,-7.6]
[null,null,"1999-02-05T04:30:00",2,5,5,5,"všední",-8,"","",0,0,0,0,0,0,0,-8]
[null,null,"1999-02-05T05:30:00",2,5,6,5,"všední",-8,"","",0,0,0,0,0,0,0,-8]
[null,null,"1999-02-05T06:30:00",2,5,7,5,"všední",-8.3000000000000007,"","",0,0,0,0,0,0,0,-8.3000000000000007]
[null,null,"1999-02-05T07:30:00",2,5,8,5,"všední",-8.8000000000000007,-8.8000000000000007,162,1679.8320000000001,839.91600000000005,671.93280000000004,554.34455999999989,335.96640000000002,167.9831999999999,0,-8.8000000000000007]
[null,null,"1999-02-05T08:30:00",2,5,9,5,"všední",-8.6999999999999993,-8.6999999999999993,324,3348.7559999999999,{"$f":"IF($K862=\"\",0,$K862/3600*1.2*1010*($L$1-(M$11/100*($L$1-$I862)+$I862)))","v":1674.3779999999999},1339.5024000000001,1105.0894800000001,669.7511999999997,334.87560000000002,0,-8.6999999999999993]
[null,null,"1999-02-05T09:30:00",2,5,10,5,"všední",-8.6,-8.6,324,3337.848,1668.9239999999998,1335.1392000000001,1101.4898399999997,667.56959999999947,333.78479999999945,0,-8.6]
[null,null,"1999-02-05T10:30:00",2,5,11,5,"všední",-8,-8,324,3272.4,1636.2,1308.96,1079.8919999999998,654.48,327.24,0,-8]
[null,null,"1999-02-05T11:30:00",2,5,12,5,"všední",-7.7,-7.7,324,3239.6759999999999,1619.8380000000002,1295.8703999999998,1069.0930799999999,647.93519999999978,323.96759999999989,0,-7.7]
[null,null,"1999-02-05T12:30:00",2,5,13,5,"všední",-7.9,-7.9,324,3261.4919999999997,1630.7460000000001,1304.5968000000003,1076.2923599999999,652.29839999999967,326.14920000000023,0,-7.9]
[null,null,"1999-02-05T13:30:00",2,5,14,5,"všední",-7.5,-7.5,162,1608.93,804.46500000000003,643.572,530.94689999999991,321.78599999999994,160.89299999999997,0,-7.5]
[null,null,"1999-02-05T14:30:00",2,5,15,5,"všední",-7.7,"","",0,0,0,0,0,0,0,-7.7]
[null,null,"1999-02-05T15:30:00",2,5,16,5,"všední",-9.3000000000000007,"","",0,0,0,0,0,0,0,-9.3000000000000007]
[null,null,"1999-02-05T16:30:00",2,5,17,5,"všední",-10.5,"","",0,0,0,0,0,0,0,-10.5]
[null,null,"1999-02-05T17:30:00",2,5,{"$f":"F847","v":18},5,"všední",-10.5,"","",0,0,0,0,0,0,0,-10.5]
[null,null,"1999-02-05T18:30:00",2,5,19,5,"všední",-11.3,"","",0,0,0,0,0,0,0,-11.3]
[null,null,"1999-02-05T19:30:00",2,5,20,5,"všední",-12.4,"","",0,0,0,0,0,0,0,-12.4]
[null,null,"1999-02-05T20:30:00",2,5,21,5,"všední",-13,"","",0,0,0,0,0,0,0,-13]
[null,null,"1999-02-05T21:30:00",2,5,22,5,"všední",-13.7,"","",0,0,0,0,0,0,0,-13.7]
[null,null,"1999-02-05T22:30:00",2,5,23,5,"všední",-14.1,"","",0,0,0,0,0,0,0,-14.1]
[null,null,"1999-02-05T23:30:00",2,5,24,5,"všední",-14.6,"","",0,0,0,0,0,0,0,-14.6]
[null,null,"1999-02-06T00:30:00",2,6,1,6,"víkend",-15,"","",0,{"$f":"IF($K878=\"\",0,$K878/3600*1.2*1010*($L$1-(M$11/100*($L$1-$I878)+$I878)))","v":0},0,0,0,0,0,-15]
[null,null,"1999-02-06T01:30:00",2,6,2,6,"víkend",-15.3,"","",0,0,0,0,0,0,0,-15.3]
[null,null,"1999-02-06T02:30:00",2,6,3,6,"víkend",-15.7,"","",0,0,0,0,0,0,0,-15.7]
[null,null,"1999-02-06T03:30:00",2,6,4,6,"víkend",-16,"","",0,0,0,0,0,0,0,-16]
[null,null,"1999-02-06T04:30:00",2,6,5,6,"víkend",-16.2,"","",0,0,0,0,0,0,0,-16.2]
[null,null,"1999-02-06T05:30:00",2,6,6,6,"víkend",-16.5,"","",0,0,0,0,0,0,0,-16.5]
[null,null,"1999-02-06T06:30:00",2,6,7,6,"víkend",-16.600000000000001,"","",0,0,0,0,0,0,0,-16.600000000000001]
[null,null,"1999-02-06T07:30:00",2,6,8,6,"víkend",-16.8,"","",0,0,0,0,0,0,0,-16.8]
[null,null,"1999-02-06T08:30:00",2,6,9,6,"víkend",-16.100000000000001,"","",0,0,0,0,0,0,0,-16.100000000000001]
[null,null,"1999-02-06T09:30:00",2,6,10,6,"víkend",-15.3,"","",0,0,0,0,0,0,0,-15.3]
[null,null,"1999-02-06T10:30:00",2,6,11,6,"víkend",-14,"","",0,0,0,0,0,0,0,-14]
[null,null,"1999-02-06T11:30:00",2,6,12,6,"víkend",-12.5,"","",0,0,0,0,0,0,0,-12.5]
[null,null,"1999-02-06T12:30:00",2,6,13,6,"víkend",-11.3,"","",0,0,0,0,0,0,0,-11.3]
[null,null,"1999-02-06T13:30:00",2,6,14,6,"víkend",-10.8,"","",0,0,0,0,0,0,0,-10.8]
[null,null,"1999-02-06T14:30:00",2,6,15,6,"víkend",-10.199999999999999,"","",0,0,0,0,0,0,0,-10.199999999999999]
[null,null,"1999-02-06T15:30:00",2,6,16,6,"víkend",-10,"","",0,0,0,0,0,0,0,-10]
[null,null,"1999-02-06T16:30:00",2,6,17,6,"víkend",-10.3,"","",0,{"$f":"IF($K894=\"\",0,$K894/3600*1.2*1010*($L$1-(M$11/100*($L$1-$I894)+$I894)))","v":0},0,0,0,0,0,-10.3]
[null,null,"1999-02-06T17:30:00",2,6,18,6,"víkend",-10.6,"","",0,0,0,0,0,0,0,-10.6]
[null,null,"1999-02-06T18:30:00",2,6,19,6,"víkend",-11.1,"","",0,0,0,0,0,0,0,-11.1]
[null,null,"1999-02-06T19:30:00",2,6,20,6,"víkend",-10.6,"","",0,0,0,0,0,0,0,-10.6]
[null,null,"1999-02-06T20:30:00",2,6,21,6,"víkend",-11,"","",0,0,0,0,0,0,0,-11]
[null,null,"1999-02-06T21:30:00",2,6,22,6,"víkend",-10.9,"","",0,0,0,0,0,0,0,-10.9]
[null,null,"1999-02-06T22:30:00",2,6,23,6,"víkend",-10.7,"","",0,0,0,0,0,0,0,-10.7]
[null,null,"1999-02-06T23:30:00",2,6,24,6,"víkend",-10.5,"","",0,0,0,0,0,0,0,-10.5]
[null,null,"1999-02-07T00:30:00",2,7,1,7,"víkend",-10.3,"","",0,0,0,0,0,0,0,-10.3]
[null,null,"1999-02-07T01:30:00",2,7,2,7,"víkend",-10.1,"","",0,0,0,0,0,0,0,-10.1]
[null,null,"1999-02-07T02:30:00",2,7,3,7,"víkend",-9.9,"","",0,0,0,0,0,0,0,-9.9]
[null,null,"1999-02-07T03:30:00",2,7,4,7,"víkend",-9.6999999999999993,"","",0,0,0,0,0,0,0,-9.6999999999999993]
[null,null,"1999-02-07T04:30:00",2,7,5,7,"víkend",-9.3000000000000007,"","",0,0,0,0,0,0,0,-9.3000000000000007]
[null,null,"1999-02-07T05:30:00",2,7,6,7,"víkend",-9,"","",0,0,0,0,0,0,0,-9]
[null,null,"1999-02-07T06:30:00",2,7,7,7,"víkend",-8.6999999999999993,"","",0,0,0,0,0,0,0,-8.6999999999999993]
[null,null,"1999-02-07T07:30:00",2,7,8,7,"víkend",-8.6,"","",0,0,0,0,0,0,0,-8.6]
[null,null,"1999-02-07T08:30:00",2,7,9,7,"víkend",-7.9,"","",{"$f":"IF($K910=\"\",0,$K910/3600*1.2*1010*($L$1-(L$11*($L$1-$I910)+$I910)))","v":0},{"$f":"IF($K910=\"\",0,$K910/3600*1.2*1010*($L$1-(M$11/100*($L$1-$I910)+$I910)))","v":0},0,0,0,0,0,-7.9]
[null,null,"1999-02-07T09:30:00",2,7,10,{"$f":"WEEKDAY(C911-1)","v":7},{"$f":"IF(G911=6,\"víkend\",IF(G911=7,\"víkend\",IF(OR(D911=7,D911=8),\"prázdniny\",IF(AND(D911=1,E911=1),\"prázdniny\",\"všední\"))))","v":"víkend"},-7.3,{"$f":"+IF(K911=\"\",\"\",I911)","v":""},{"$f":"IF(OR(H911=\"víkend\",H911=\"prázdniny\"),\"\",IF(I911>13,0,IF(OR(F911<$E$5,F911>$E$6),\"\",IF(OR(F911=8,F911=14),$L$4/2,$L$4))))","v":""},0,0,0,0,0,0,0,-7.3]
[null,null,{"$f":"C911+1/24","v":"1999-02-07T10:30:00"},2,7,11,7,"víkend",-6.9,"","",0,0,0,0,0,0,0,-6.9]
[null,null,"1999-02-07T11:30:00",2,7,12,7,"víkend",-6.6,"","",0,0,0,0,0,0,0,-6.6]
[null,null,"1999-02-07T12:30:00",2,7,13,7,"víkend",-5.9,"","",0,0,0,0,0,0,0,-5.9]
[null,null,"1999-02-07T13:30:00",2,7,14,7,"víkend",-4.9000000000000004,"","",0,0,0,0,0,0,0,-4.9000000000000004]
[null,null,"1999-02-07T14:30:00",2,7,15,7,"víkend",-5.3,"","",0,0,0,0,0,0,0,-5.3]
[null,null,"1999-02-07T15:30:00",2,7,16,7,"víkend",-4.9000000000000004,"","",0,0,0,0,0,0,0,-4.9000000000000004]
[null,null,"1999-02-07T16:30:00",2,7,17,7,"víkend",-4.8,"","",0,0,0,0,0,0,0,-4.8]
[null,null,"1999-02-07T17:30:00",2,7,18,7,"víkend",-4.8,"","",0,0,0,0,0,0,0,-4.8]
[null,null,"1999-02-07T18:30:00",2,7,19,7,"víkend",-3.6,"","",0,0,0,0,0,0,0,-3.6]
[null,null,"1999-02-07T19:30:00",2,7,20,7,"víkend",-4.7,"","",0,0,0,0,0,0,0,-4.7]
[null,null,"1999-02-07T20:30:00",2,7,21,7,"víkend",-5.4,"","",0,0,0,0,0,0,0,-5.4]
[null,null,"1999-02-07T21:30:00",2,7,22,7,"víkend",-5.7,"","",0,0,0,0,0,0,0,-5.7]
[null,null,"1999-02-07T22:30:00",2,7,23,7,"víkend",-6.1,"","",0,0,0,0,0,0,0,-6.1]
[null,null,"1999-02-07T23:30:00",2,7,24,7,"víkend",-6.6,"","",0,0,0,0,0,0,0,-6.6]
[null,null,"1999-02-08T00:30:00",2,8,1,1,"všední",-7,"","",0,{"$f":"IF($K926=\"\",0,$K926/3600*1.2*1010*($L$1-(M$11/100*($L$1-$I926)+$I926)))","v":0},0,0,0,0,0,-7]
[null,null,"1999-02-08T01:30:00",2,8,2,1,"všední",-6.8,"","",0,0,0,0,0,0,0,-6.8]
[null,null,"1999-02-08T02:30:00",2,8,3,1,"všední",-6.5,"","",0,0,0,0,0,0,0,-6.5]
[null,null,"1999-02-08T03:30:00",2,8,4,1,"všední",-6.3,"","",0,0,0,0,0,0,0,-6.3]
[null,null,"1999-02-08T04:30:00",2,8,5,1,"všední",-6.2,"","",0,0,0,0,0,0,0,-6.2]
[null,null,"1999-02-08T05:30:00",2,8,6,1,"všední",-6.1,"","",0,0,0,0,0,0,0,-6.1]
[null,null,"1999-02-08T06:30:00",2,8,7,1,"všední",-6,"","",0,0,0,0,0,0,0,-6]
[null,null,"1999-02-08T07:30:00",2,8,8,1,"všední",-5.6,-5.6,162,1505.3040000000001,752.65199999999993,602.12160000000006,496.75031999999993,301.0607999999998,150.5303999999999,0,-5.6]
[null,null,"1999-02-08T08:30:00",2,8,9,1,"všední",-5.2,-5.2,324,2966.9759999999997,1483.4880000000001,1186.7903999999999,979.10207999999989,593.3951999999997,296.69759999999985,0,-5.2]
[null,null,"1999-02-08T09:30:00",2,8,{"$f":"F911","v":10},1,"všední",-4.9000000000000004,-4.9000000000000004,324,2934.252,1467.1260000000002,1173.7008000000003,968.30316000000005,586.85040000000026,293.42519999999973,0,-4.9000000000000004]
[null,null,"1999-02-08T10:30:00",2,8,11,1,"všední",-4,-4,324,2836.08,1418.04,1134.432,935.90639999999985,567.21599999999989,283.60799999999978,0,-4]
[null,null,"1999-02-08T11:30:00",2,8,12,1,"všední",-2.4,-2.4,324,2661.5519999999997,1330.7760000000001,1064.6208000000001,878.31216000000018,532.31039999999985,266.15519999999975,0,-2.4]
[null,null,"1999-02-08T12:30:00",2,8,13,1,"všední",-2.7,-2.7,324,2694.2759999999998,1347.1380000000001,1077.7104000000002,889.11108000000002,538.85519999999974,269.42759999999987,0,-2.7]
[null,null,"1999-02-08T13:30:00",2,8,14,1,"všední",-2.7,-2.7,162,1347.1379999999999,673.56900000000007,538.85520000000008,444.55554000000001,269.42759999999987,134.71379999999994,0,-2.7]
[null,null,"1999-02-08T14:30:00",2,8,15,1,"všední",-2.7,"","",0,0,0,0,0,0,0,-2.7]
[null,null,"1999-02-08T15:30:00",2,8,16,1,"všední",-2,"","",0,0,0,0,0,0,0,-2]
[null,null,"1999-02-08T16:30:00",2,8,17,1,"všední",-2.5,"","",0,{"$f":"IF($K942=\"\",0,$K942/3600*1.2*1010*($L$1-(M$11/100*($L$1-$I942)+$I942)))","v":0},0,0,0,0,0,-2.5]
[null,null,"1999-02-08T17:30:00",2,8,18,1,"všední",-2.7,"","",0,0,0,0,0,0,0,-2.7]
[null,null,"1999-02-08T18:30:00",2,8,19,1,"všední",-3.2,"","",0,0,0,0,0,0,0,-3.2]
[null,null,"1999-02-08T19:30:00",2,8,20,1,"všední",-3.3,"","",0,0,0,0,0,0,0,-3.3]
[null,null,"1999-02-08T20:30:00",2,8,21,1,"všední",-3.1,"","",0,0,0,0,0,0,0,-3.1]
[null,null,"1999-02-08T21:30:00",2,8,22,1,"všední",-3.1,"","",0,0,0,0,0,0,0,-3.1]
[null,null,"1999-02-08T22:30:00",2,8,23,1,"všední",-3.1,"","",0,0,0,0,0,0,0,-3.1]
[null,null,"1999-02-08T23:30:00",2,8,24,1,"všední",-3.1,"","",0,0,0,0,0,0,0,-3.1]
[null,null,"1999-02-09T00:30:00",2,9,1,2,"všední",-3.1,"","",0,0,0,0,0,0,0,-3.1]
[null,null,"1999-02-09T01:30:00",2,9,2,2,"všední",-3.5,"","",0,0,0,0,0,0,0,-3.5]
[null,null,"1999-02-09T02:30:00",2,9,3,2,"všední",-3.8,"","",0,0,0,0,0,0,0,-3.8]
[null,null,"1999-02-09T03:30:00",2,9,4,2,"všední",-4.2,"","",0,0,0,0,0,0,0,-4.2]
[null,null,"1999-02-09T04:30:00",2,9,5,2,"všední",-4.0999999999999996,"","",0,0,0,0,0,0,0,-4.0999999999999996]
[null,null,"1999-02-09T05:30:00",2,9,6,2,"všední",-4.9000000000000004,"","",0,0,0,0,0,0,0,-4.9000000000000004]
[null,null,"1999-02-09T06:30:00",2,9,7,2,"všední",-5.2,"","",0,0,0,0,0,0,0,-5.2]
[null,null,"1999-02-09T07:30:00",2,9,8,2,"všední",-5.3,-5.3,162,1488.942,744.47099999999989,595.57680000000005,491.35086000000001,297.78839999999985,148.89420000000001,0,-5.3]
[null,null,"1999-02-09T08:30:00",2,9,9,2,"všední",-4.5999999999999996,-4.5999999999999996,324,2901.5280000000002,{"$f":"IF($K958=\"\",0,$K958/3600*1.2*1010*($L$1-(M$11/100*($L$1-$I958)+$I958)))","v":1450.7639999999999},1160.6111999999998,957.50423999999964,580.30560000000003,290.15279999999962,0,-4.5999999999999996]
[null,null,"1999-02-09T09:30:00",2,9,10,2,"všední",-4.2,-4.2,324,2857.8959999999997,1428.9480000000001,1143.1584,943.10567999999967,571.57919999999979,285.78960000000012,0,-4.2]
[null,null,"1999-02-09T10:30:00",2,9,11,2,"všední",-1.8,-1.8,324,2596.1039999999998,1298.0519999999999,1038.4416000000001,856.71431999999993,519.22079999999983,259.61039999999991,0,-1.8]
[null,null,"1999-02-09T11:30:00",2,9,12,2,"všední",-1.8,-1.8,324,2596.1039999999998,1298.0519999999999,1038.4416000000001,856.71431999999993,519.22079999999983,259.61039999999991,0,-1.8]
[null,null,"1999-02-09T12:30:00",2,9,13,2,"všední",-0.5,-0.5,324,2454.3000000000002,1227.1500000000001,981.72,809.91899999999987,490.86,245.43,0,-0.5]
[null,null,"1999-02-09T13:30:00",2,9,14,2,"všední",0,0,162,1199.8799999999999,599.93999999999994,479.95200000000006,395.96039999999999,239.97599999999991,119.98799999999996,0,0]
[null,null,"1999-02-09T14:30:00",2,9,15,2,"všední",0,"","",0,0,0,0,0,0,0,0]
[null,null,"1999-02-09T15:30:00",2,9,16,2,"všední",0.4,"","",0,0,0,0,0,0,0,0.4]
[null,null,"1999-02-09T16:30:00",2,9,17,2,"všední",-0.3,"","",0,0,0,0,0,0,0,-0.3]
[null,null,"1999-02-09T17:30:00",2,9,18,2,"všední",-1.8,"","",0,0,0,0,0,0,0,-1.8]
[null,null,"1999-02-09T18:30:00",2,9,19,2,"všední",-2.2000000000000002,"","",0,0,0,0,0,0,0,-2.2000000000000002]
[null,null,"1999-02-09T19:30:00",2,9,20,2,"všední",-2,"","",0,0,0,0,0,0,0,-2]
[null,null,"1999-02-09T20:30:00",2,9,21,2,"všední",-1.2,"","",0,0,0,0,0,0,0,-1.2]
[null,null,"1999-02-09T21:30:00",2,9,22,2,"všední",-1.6,"","",0,0,0,0,0,0,0,-1.6]
[null,null,"1999-02-09T22:30:00",2,9,23,2,"všední",-1.9,"","",0,0,0,0,0,0,0,-1.9]
[null,null,"1999-02-09T23:30:00",2,9,24,2,"všední",-2.2999999999999998,"","",0,0,0,0,0,0,0,-2.2999999999999998]
[null,null,"1999-02-10T00:30:00",2,10,1,3,"všední",-2.6,"","",{"$f":"IF($K974=\"\",0,$K974/3600*1.2*1010*($L$1-(L$11*($L$1-$I974)+$I974)))","v":0},{"$f":"IF($K974=\"\",0,$K974/3600*1.2*1010*($L$1-(M$11/100*($L$1-$I974)+$I974)))","v":0},0,0,0,0,0,-2.6]
[null,null,"1999-02-10T01:30:00",2,10,2,{"$f":"WEEKDAY(C975-1)","v":3},{"$f":"IF(G975=6,\"víkend\",IF(G975=7,\"víkend\",IF(OR(D975=7,D975=8),\"prázdniny\",IF(AND(D975=1,E975=1),\"prázdniny\",\"všední\"))))","v":"všední"},-3,{"$f":"+IF(K975=\"\",\"\",I975)","v":""},{"$f":"IF(OR(H975=\"víkend\",H975=\"prázdniny\"),\"\",IF(I975>13,0,IF(OR(F975<$E$5,F975>$E$6),\"\",IF(OR(F975=8,F975=14),$L$4/2,$L$4))))","v":""},0,0,0,0,0,0,0,-3]
[null,null,{"$f":"C975+1/24","v":"1999-02-10T02:30:00"},2,10,3,3,"všední",-3.4,"","",0,0,0,0,0,0,0,-3.4]
[null,null,"1999-02-10T03:30:00",2,10,4,3,"všední",-3.8,"","",0,0,0,0,0,0,0,-3.8]
[null,null,"1999-02-10T04:30:00",2,10,5,3,"všední",-4.2,"","",0,0,0,0,0,0,0,-4.2]
[null,null,"1999-02-10T05:30:00",2,10,6,3,"všední",-4.3,"","",0,0,0,0,0,0,0,-4.3]
[null,null,"1999-02-10T06:30:00",2,10,7,3,"všední",-4.0999999999999996,"","",0,0,0,0,0,0,0,-4.0999999999999996]
[null,null,"1999-02-10T07:30:00",2,10,8,3,"všední",-4,-4,162,1418.04,709.02,567.21600000000001,467.95319999999992,283.60799999999995,141.80399999999989,0,-4]
[null,null,"1999-02-10T08:30:00",2,10,9,3,"všední",-3.8,-3.8,324,2814.2640000000001,1407.1319999999998,1125.7056,928.70711999999992,562.8528,281.42639999999983,0,-3.8]
[null,null,"1999-02-10T09:30:00",2,10,10,3,"všední",-2.2000000000000002,-2.2000000000000002,324,2639.7359999999999,1319.8680000000002,1055.8943999999999,871.11287999999968,527.94719999999995,263.97359999999981,0,-2.2000000000000002]
[null,null,"1999-02-10T10:30:00",2,10,11,3,"všední",-1.2,-1.2,324,2530.6559999999999,1265.328,1012.2624,835.11647999999991,506.13120000000004,253.06560000000002,0,-1.2]
[null,null,"1999-02-10T11:30:00",2,10,12,3,"všední",-0.7,-0.7,324,2476.116,1238.058,990.44640000000004,817.11827999999991,495.22319999999991,247.61159999999995,0,-0.7]
[null,null,"1999-02-10T12:30:00",2,10,13,3,"všední",0,0,324,2399.7599999999998,1199.8799999999999,959.90400000000011,791.92079999999999,479.95199999999983,239.97599999999991,0,0]
[null,null,"1999-02-10T13:30:00",2,10,14,3,"všední",0.5,0.5,162,1172.6099999999999,586.30499999999995,469.04399999999998,386.96129999999994,234.52200000000005,117.26099999999992,0,0.5]
[null,null,"1999-02-10T14:30:00",2,10,15,3,"všední",0.8,"","",0,0,0,0,0,0,0,0.8]
[null,null,"1999-02-10T15:30:00",2,10,16,3,"všední",1,"","",0,0,0,0,0,0,0,1]
[null,null,"1999-02-10T16:30:00",2,10,17,3,"všední",0.5,"","",0,{"$f":"IF($K990=\"\",0,$K990/3600*1.2*1010*($L$1-(M$11/100*($L$1-$I990)+$I990)))","v":0},0,0,0,0,0,0.5]
[null,null,"1999-02-10T17:30:00",2,10,18,3,"všední",0.2,"","",0,0,0,0,0,0,0,0.2]
[null,null,"1999-02-10T18:30:00",2,10,19,3,"všední",0.1,"","",0,0,0,0,0,0,0,0.1]
[null,null,"1999-02-10T19:30:00",2,10,20,3,"všední",-0.2,"","",0,0,0,0,0,0,0,-0.2]
[null,null,"1999-02-10T20:30:00",2,10,21,3,"všední",-0.2,"","",0,0,0,0,0,0,0,-0.2]
[null,null,"1999-02-10T21:30:00",2,10,22,3,"všední",-0.5,"","",0,0,0,0,0,0,0,-0.5]
[null,null,"1999-02-10T22:30:00",2,10,23,3,"všední",-0.9,"","",0,0,0,0,0,0,0,-0.9]
[null,null,"1999-02-10T23:30:00",2,10,24,3,"všední",-1.2,"","",0,0,0,0,0,0,0,-1.2]
[null,null,"1999-02-11T00:30:00",2,11,1,4,"všední",-1.6,"","",0,0,0,0,0,0,0,-1.6]
[null,null,"1999-02-11T01:30:00",2,11,{"$f":"F975","v":2},4,"všední",-1.8,"","",0,0,0,0,0,0,0,-1.8]
[null,null,"1999-02-11T02:30:00",2,11,3,4,"všední",-2.1,"","",0,0,0,0,0,0,0,-2.1]
[null,null,"1999-02-11T03:30:00",2,11,4,4,"všední",-2.2999999999999998,"","",0,0,0,0,0,0,0,-2.2999999999999998]
[null,null,"1999-02-11T04:30:00",2,11,5,4,"všední",-2.9,"","",0,0,0,0,0,0,0,-2.9]
[null,null,"1999-02-11T05:30:00",2,11,6,4,"všední",-3.5,"","",0,0,0,0,0,0,0,-3.5]
[null,null,"1999-02-11T06:30:00",2,11,7,4,"všední",-3.7,"","",0,0,0,0,0,0,0,-3.7]
[null,null,"1999-02-11T07:30:00",2,11,8,4,"všední",-4.5999999999999996,-4.5999999999999996,162,1450.7640000000001,725.38199999999995,580.30559999999991,478.75211999999982,290.15280000000001,145.07639999999981,0,-4.5999999999999996]
[null,null,"1999-02-11T08:30:00",2,11,9,4,"všední",-4.5999999999999996,-4.5999999999999996,324,2901.5280000000002,{"$f":"IF($K1006=\"\",0,$K1006/3600*1.2*1010*($L$1-(M$11/100*($L$1-$I1006)+$I1006)))","v":1450.7639999999999},1160.6111999999998,957.50423999999964,580.30560000000003,290.15279999999962,0,-4.5999999999999996]
[null,null,"1999-02-11T09:30:00",2,11,10,4,"všední",-3.9,-3.9,324,2825.172,1412.586,1130.0688,932.30675999999983,565.03440000000001,282.5172,0,-3.9]
[null,null,"1999-02-11T10:30:00",2,11,11,4,"všední",-3.5,-3.5,324,2781.54,1390.77,1112.616,917.90819999999985,556.30799999999977,278.15400000000005,0,-3.5]
[null,null,"1999-02-11T11:30:00",2,11,12,4,"všední",-2.2000000000000002,-2.2000000000000002,324,2639.7359999999999,1319.8680000000002,1055.8943999999999,871.11287999999968,527.94719999999995,263.97359999999981,0,-2.2000000000000002]
[null,null,"1999-02-11T12:30:00",2,11,13,4,"všední",-2.4,-2.4,324,2661.5519999999997,1330.7760000000001,1064.6208000000001,878.31216000000018,532.31039999999985,266.15519999999975,0,-2.4]
[null,null,"1999-02-11T13:30:00",2,11,14,4,"všední",-1.6,-1.6,162,1287.144,643.57199999999989,514.85759999999993,424.75751999999989,257.42879999999991,128.71439999999996,0,-1.6]
[null,null,"1999-02-11T14:30:00",2,11,15,4,"všední",-2,"","",0,0,0,0,0,0,0,-2]
[null,null,"1999-02-11T15:30:00",2,11,16,4,"všední",-2,"","",0,0,0,0,0,0,0,-2]
[null,null,"1999-02-11T16:30:00",2,11,17,4,"všední",-3.6,"","",0,0,0,0,0,0,0,-3.6]
[null,null,"1999-02-11T17:30:00",2,11,18,4,"všední",-4.9000000000000004,"","",0,0,0,0,0,0,0,-4.9000000000000004]
[null,null,"1999-02-11T18:30:00",2,11,19,4,"všední",-5.6,"","",0,0,0,0,0,0,0,-5.6]
[null,null,"1999-02-11T19:30:00",2,11,20,4,"všední",-5.4,"","",0,0,0,0,0,0,0,-5.4]
[null,null,"1999-02-11T20:30:00",2,11,21,4,"všední",-6.4,"","",0,0,0,0,0,0,0,-6.4]
[null,null,"1999-02-11T21:30:00",2,11,22,4,"všední",-7.5,"","",0,0,0,0,0,0,0,-7.5]
[null,null,"1999-02-11T22:30:00",2,11,23,4,"všední",-5.4,"","",0,0,0,0,0,0,0,-5.4]
[null,null,"1999-02-11T23:30:00",2,11,24,4,"všední",-3.2,"","",0,0,0,0,0,0,0,-3.2]
[null,null,"1999-02-12T00:30:00",2,12,1,5,"všední",-1.1000000000000001,"","",0,{"$f":"IF($K1022=\"\",0,$K1022/3600*1.2*1010*($L$1-(M$11/100*($L$1-$I1022)+$I1022)))","v":0},0,0,0,0,0,-1.1000000000000001]
[null,null,"1999-02-12T01:30:00",2,12,2,5,"všední",-3.3,"","",0,0,0,0,0,0,0,-3.3]
[null,null,"1999-02-12T02:30:00",2,12,3,5,"všední",-5.4,"","",0,0,0,0,0,0,0,-5.4]
[null,null,"1999-02-12T03:30:00",2,12,4,5,"všední",-7.6,"","",0,0,0,0,0,0,0,-7.6]
[null,null,"1999-02-12T04:30:00",2,12,5,5,"všední",-7,"","",0,0,0,0,0,0,0,-7]
[null,null,"1999-02-12T05:30:00",2,12,6,5,"všední",-7.4,"","",0,0,0,0,0,0,0,-7.4]
[null,null,"1999-02-12T06:30:00",2,12,7,5,"všední",-8.1999999999999993,"","",0,0,0,0,0,0,0,-8.1999999999999993]
[null,null,"1999-02-12T07:30:00",2,12,8,5,"všední",-9.1999999999999993,-9.1999999999999993,162,1701.6479999999999,850.82399999999996,680.65920000000006,561.54383999999993,340.32959999999991,170.16480000000004,0,-9.1999999999999993]
[null,null,"1999-02-12T08:30:00",2,12,9,5,"všední",-7.9,-7.9,324,3261.4919999999997,1630.7460000000001,1304.5968000000003,1076.2923599999999,652.29839999999967,326.14920000000023,0,-7.9]
[null,null,"1999-02-12T09:30:00",2,12,10,5,"všední",-6,-6,324,3054.24,1527.12,1221.6959999999999,1007.8991999999998,610.84799999999973,305.42400000000009,0,-6]
[null,null,"1999-02-12T10:30:00",2,12,11,5,"všední",-2.6,-2.6,324,2683.3679999999999,1341.684,1073.3471999999999,885.51143999999965,536.67359999999974,268.3368000000001,0,-2.6]
[null,null,"1999-02-12T11:30:00",2,12,12,5,"všední",-1.6,-1.6,324,2574.288,1287.1439999999998,1029.7151999999999,849.51503999999977,514.85759999999982,257.42879999999991,0,-1.6]
[null,null,"1999-02-12T12:30:00",2,12,13,5,"všední",0.2,0.2,324,2377.944,1188.972,951.1776000000001,784.72151999999994,475.58879999999994,237.79439999999997,0,0.2]
[null,null,"1999-02-12T13:30:00",2,12,14,5,"všední",-1,-1,162,1254.42,627.21,501.76800000000003,413.95859999999999,250.88399999999987,125.44200000000004,0,-1]
[null,null,"1999-02-12T14:30:00",2,12,15,5,"všední",-0.2,"","",0,0,0,0,0,0,0,-0.2]
[null,null,"1999-02-12T15:30:00",2,12,16,5,"všední",-0.4,"","",0,0,0,0,0,0,0,-0.4]
[null,null,"1999-02-12T16:30:00",2,12,17,5,"všední",-1.8,"","",{"$f":"IF($K1038=\"\",0,$K1038/3600*1.2*1010*($L$1-(L$11*($L$1-$I1038)+$I1038)))","v":0},{"$f":"IF($K1038=\"\",0,$K1038/3600*1.2*1010*($L$1-(M$11/100*($L$1-$I1038)+$I1038)))","v":0},0,0,0,0,0,-1.8]
[null,null,"1999-02-12T17:30:00",2,12,18,{"$f":"WEEKDAY(C1039-1)","v":5},{"$f":"IF(G1039=6,\"víkend\",IF(G1039=7,\"víkend\",IF(OR(D1039=7,D1039=8),\"prázdniny\",IF(AND(D1039=1,E1039=1),\"prázdniny\",\"všední\"))))","v":"všední"},-2.4,{"$f":"+IF(K1039=\"\",\"\",I1039)","v":""},{"$f":"IF(OR(H1039=\"víkend\",H1039=\"prázdniny\"),\"\",IF(I1039>13,0,IF(OR(F1039<$E$5,F1039>$E$6),\"\",IF(OR(F1039=8,F1039=14),$L$4/2,$L$4))))","v":""},0,0,0,0,0,0,0,-2.4]
[null,null,{"$f":"C1039+1/24","v":"1999-02-12T18:30:00"},2,12,19,5,"všední",-4.9000000000000004,"","",0,0,0,0,0,0,0,-4.9000000000000004]
[null,null,"1999-02-12T19:30:00",2,12,20,5,"všední",-5.8,"","",0,0,0,0,0,0,0,-5.8]
[null,null,"1999-02-12T20:30:00",2,12,21,5,"všední",-5.6,"","",0,0,0,0,0,0,0,-5.6]
[null,null,"1999-02-12T21:30:00",2,12,22,5,"všední",-5.6,"","",0,0,0,0,0,0,0,-5.6]
[null,null,"1999-02-12T22:30:00",2,12,23,5,"všední",-5.6,"","",0,0,0,0,0,0,0,-5.6]
[null,null,"1999-02-12T23:30:00",2,12,24,5,"všední",-5.5,"","",0,0,0,0,0,0,0,-5.5]
[null,null,"1999-02-13T00:30:00",2,13,1,6,"víkend",-5.5,"","",0,0,0,0,0,0,0,-5.5]
[null,null,"1999-02-13T01:30:00",2,13,2,6,"víkend",-5.4,"","",0,0,0,0,0,0,0,-5.4]
[null,null,"1999-02-13T02:30:00",2,13,3,6,"víkend",-5.4,"","",0,0,0,0,0,0,0,-5.4]
[null,null,"1999-02-13T03:30:00",2,13,4,6,"víkend",-5.3,"","",0,0,0,0,0,0,0,-5.3]
[null,null,"1999-02-13T04:30:00",2,13,5,6,"víkend",-5.4,"","",0,0,0,0,0,0,0,-5.4]
[null,null,"1999-02-13T05:30:00",2,13,6,6,"víkend",-5.6,"","",0,0,0,0,0,0,0,-5.6]
[null,null,"1999-02-13T06:30:00",2,13,7,6,"víkend",-5.4,"","",0,0,0,0,0,0,0,-5.4]
[null,null,"1999-02-13T07:30:00",2,13,8,6,"víkend",-5.2,"","",0,0,0,0,0,0,0,-5.2]
[null,null,"1999-02-13T08:30:00",2,13,9,6,"víkend",-4.9000000000000004,"","",0,{"$f":"IF($K1054=\"\",0,$K1054/3600*1.2*1010*($L$1-(M$11/100*($L$1-$I1054)+$I1054)))","v":0},0,0,0,0,0,-4.9000000000000004]
[null,null,"1999-02-13T09:30:00",2,13,10,6,"víkend",-4.5999999999999996,"","",0,0,0,0,0,0,0,-4.5999999999999996]
[null,null,"1999-02-13T10:30:00",2,13,11,6,"víkend",-4,"","",0,0,0,0,0,0,0,-4]
[null,null,"1999-02-13T11:30:00",2,13,12,6,"víkend",-3.5,"","",0,0,0,0,0,0,0,-3.5]
[null,null,"1999-02-13T12:30:00",2,13,13,6,"víkend",-3.2,"","",0,0,0,0,0,0,0,-3.2]
[null,null,"1999-02-13T13:30:00",2,13,14,6,"víkend",-3.2,"","",0,0,0,0,0,0,0,-3.2]
[null,null,"1999-02-13T14:30:00",2,13,15,6,"víkend",-3.2,"","",0,0,0,0,0,0,0,-3.2]
[null,null,"1999-02-13T15:30:00",2,13,16,6,"víkend",-3.6,"","",0,0,0,0,0,0,0,-3.6]
[null,null,"1999-02-13T16:30:00",2,13,17,6,"víkend",-4.2,"","",0,0,0,0,0,0,0,-4.2]
[null,null,"1999-02-13T17:30:00",2,13,{"$f":"F1039","v":18},6,"víkend",-5,"","",0,0,0,0,0,0,0,-5]
[null,null,"1999-02-13T18:30:00",2,13,19,6,"víkend",-5.5,"","",0,0,0,0,0,0,0,-5.5]
[null,null,"1999-02-13T19:30:00",2,13,20,6,"víkend",-5.5,"","",0,0,0,0,0,0,0,-5.5]
[null,null,"1999-02-13T20:30:00",2,13,21,6,"víkend",-6.3,"","",0,0,0,0,0,0,0,-6.3]
[null,null,"1999-02-13T21:30:00",2,13,22,6,"víkend",-6.9,"","",0,0,0,0,0,0,0,-6.9]
[null,null,"1999-02-13T22:30:00",2,13,23,6,"víkend",-6.8,"","",0,0,0,0,0,0,0,-6.8]
[null,null,"1999-02-13T23:30:00",2,13,24,6,"víkend",-6.8,"","",0,0,0,0,0,0,0,-6.8]
[null,null,"1999-02-14T00:30:00",2,14,1,7,"víkend",-6.7,"","",0,{"$f":"IF($K1070=\"\",0,$K1070/3600*1.2*1010*($L$1-(M$11/100*($L$1-$I1070)+$I1070)))","v":0},0,0,0,0,0,-6.7]
[null,null,"1999-02-14T01:30:00",2,14,2,7,"víkend",-6.5,"","",0,0,0,0,0,0,0,-6.5]
[null,null,"1999-02-14T02:30:00",2,14,3,7,"víkend",-6.3,"","",0,0,0,0,0,0,0,-6.3]
[null,null,"1999-02-14T03:30:00",2,14,4,7,"víkend",-6.1,"","",0,0,0,0,0,0,0,-6.1]
[null,null,"1999-02-14T04:30:00",2,14,5,7,"víkend",-5.9,"","",0,0,0,0,0,0,0,-5.9]
[null,null,"1999-02-14T05:30:00",2,14,6,7,"víkend",-5.8,"","",0,0,0,0,0,0,0,-5.8]
[null,null,"1999-02-14T06:30:00",2,14,7,7,"víkend",-6.5,"","",0,0,0,0,0,0,0,-6.5]
[null,null,"1999-02-14T07:30:00",2,14,8,7,"víkend",-6.2,"","",0,0,0,0,0,0,0,-6.2]
[null,null,"1999-02-14T08:30:00",2,14,9,7,"víkend",-5.8,"","",0,0,0,0,0,0,0,-5.8]
[null,null,"1999-02-14T09:30:00",2,14,10,7,"víkend",-4.9000000000000004,"","",0,0,0,0,0,0,0,-4.9000000000000004]
[null,null,"1999-02-14T10:30:00",2,14,11,7,"víkend",-4.0999999999999996,"","",0,0,0,0,0,0,0,-4.0999999999999996]
[null,null,"1999-02-14T11:30:00",2,14,12,7,"víkend",-4,"","",0,0,0,0,0,0,0,-4]
[null,null,"1999-02-14T12:30:00",2,14,13,7,"víkend",-5,"","",0,0,0,0,0,0,0,-5]
[null,null,"1999-02-14T13:30:00",2,14,14,7,"víkend",-5.4,"","",0,0,0,0,0,0,0,-5.4]
[null,null,"1999-02-14T14:30:00",2,14,15,7,"víkend",-4.8,"","",0,0,0,0,0,0,0,-4.8]
[null,null,"1999-02-14T15:30:00",2,14,16,7,"víkend",-5.7,"","",0,0,0,0,0,0,0,-5.7]
[null,null,"1999-02-14T16:30:00",2,14,17,7,"víkend",-6.8,"","",0,{"$f":"IF($K1086=\"\",0,$K1086/3600*1.2*1010*($L$1-(M$11/100*($L$1-$I1086)+$I1086)))","v":0},0,0,0,0,0,-6.8]
[null,null,"1999-02-14T17:30:00",2,14,18,7,"víkend",-7.8,"","",0,0,0,0,0,0,0,-7.8]
[null,null,"1999-02-14T18:30:00",2,14,19,7,"víkend",-9.6,"","",0,0,0,0,0,0,0,-9.6]
[null,null,"1999-02-14T19:30:00",2,14,20,7,"víkend",-10,"","",0,0,0,0,0,0,0,-10]
[null,null,"1999-02-14T20:30:00",2,14,21,7,"víkend",-9.6999999999999993,"","",0,0,0,0,0,0,0,-9.6999999999999993]
[null,null,"1999-02-14T21:30:00",2,14,22,7,"víkend",-9,"","",0,0,0,0,0,0,0,-9]
[null,null,"1999-02-14T22:30:00",2,14,23,7,"víkend",-8.8000000000000007,"","",0,0,0,0,0,0,0,-8.8000000000000007]
[null,null,"1999-02-14T23:30:00",2,14,24,7,"víkend",-8.5,"","",0,0,0,0,0,0,0,-8.5]
[null,null,"1999-02-15T00:30:00",2,15,1,1,"všední",-8.3000000000000007,"","",0,0,0,0,0,0,0,-8.3000000000000007]
[null,null,"1999-02-15T01:30:00",2,15,2,1,"všední",-8.1999999999999993,"","",0,0,0,0,0,0,0,-8.1999999999999993]
[null,null,"1999-02-15T02:30:00",2,15,3,1,"všední",-8.1999999999999993,"","",0,0,0,0,0,0,0,-8.1999999999999993]
[null,null,"1999-02-15T03:30:00",2,15,4,1,"všední",-8.1,"","",0,0,0,0,0,0,0,-8.1]
[null,null,"1999-02-15T04:30:00",2,15,5,1,"všední",-7.9,"","",0,0,0,0,0,0,0,-7.9]
[null,null,"1999-02-15T05:30:00",2,15,6,1,"všední",-7.7,"","",0,0,0,0,0,0,0,-7.7]
[null,null,"1999-02-15T06:30:00",2,15,7,1,"všední",-7.4,"","",0,0,0,0,0,0,0,-7.4]
[null,null,"1999-02-15T07:30:00",2,15,8,1,"všední",-7.9,-7.9,162,1630.7459999999999,815.37300000000005,652.29840000000013,538.14617999999996,326.14919999999984,163.07460000000012,0,-7.9]
[null,null,"1999-02-15T08:30:00",2,15,9,1,"všední",-5.8,-5.8,324,{"$f":"IF($K1102=\"\",0,$K1102/3600*1.2*1010*($L$1-(L$11*($L$1-$I1102)+$I1102)))","v":3032.424},{"$f":"IF($K1102=\"\",0,$K1102/3600*1.2*1010*($L$1-(M$11/100*($L$1-$I1102)+$I1102)))","v":1516.2119999999998},1212.9696000000001,1000.6999199999999,606.48479999999984,303.24240000000015,0,-5.8]
[null,null,"1999-02-15T09:30:00",2,15,10,{"$f":"WEEKDAY(C1103-1)","v":1},{"$f":"IF(G1103=6,\"víkend\",IF(G1103=7,\"víkend\",IF(OR(D1103=7,D1103=8),\"prázdniny\",IF(AND(D1103=1,E1103=1),\"prázdniny\",\"všední\"))))","v":"všední"},-5.4,{"$f":"+IF(K1103=\"\",\"\",I1103)","v":-5.4},{"$f":"IF(OR(H1103=\"víkend\",H1103=\"prázdniny\"),\"\",IF(I1103>13,0,IF(OR(F1103<$E$5,F1103>$E$6),\"\",IF(OR(F1103=8,F1103=14),$L$4/2,$L$4))))","v":324},2988.7919999999999,1494.3960000000002,1195.5168000000003,986.30135999999993,597.7583999999996,298.8792000000002,0,-5.4]
[null,null,{"$f":"C1103+1/24","v":"1999-02-15T10:30:00"},2,15,11,1,"všední",-3,-3,324,2727,1363.5,1090.8,899.91,545.4,272.7,0,-3]
[null,null,"1999-02-15T11:30:00",2,15,12,1,"všední",-2.2000000000000002,-2.2000000000000002,324,2639.7359999999999,1319.8680000000002,1055.8943999999999,871.11287999999968,527.94719999999995,263.97359999999981,0,-2.2000000000000002]
[null,null,"1999-02-15T12:30:00",2,15,13,1,"všední",-1.8,-1.8,324,2596.1039999999998,1298.0519999999999,1038.4416000000001,856.71431999999993,519.22079999999983,259.61039999999991,0,-1.8]
[null,null,"1999-02-15T13:30:00",2,15,14,1,"všední",-0.7,-0.7,162,1238.058,619.029,495.22320000000002,408.55913999999996,247.61159999999995,123.80579999999998,0,-0.7]
[null,null,"1999-02-15T14:30:00",2,15,15,1,"všední",-1.1000000000000001,"","",0,0,0,0,0,0,0,-1.1000000000000001]
[null,null,"1999-02-15T15:30:00",2,15,16,1,"všední",-1.4,"","",0,0,0,0,0,0,0,-1.4]
[null,null,"1999-02-15T16:30:00",2,15,17,1,"všední",-1.8,"","",0,0,0,0,0,0,0,-1.8]
[null,null,"1999-02-15T17:30:00",2,15,18,1,"všední",-2.2999999999999998,"","",0,0,0,0,0,0,0,-2.2999999999999998]
[null,null,"1999-02-15T18:30:00",2,15,19,1,"všední",-2.5,"","",0,0,0,0,0,0,0,-2.5]
[null,null,"1999-02-15T19:30:00",2,15,20,1,"všední",-2.7,"","",0,0,0,0,0,0,0,-2.7]
[null,null,"1999-02-15T20:30:00",2,15,21,1,"všední",-2.9,"","",0,0,0,0,0,0,0,-2.9]
[null,null,"1999-02-15T21:30:00",2,15,22,1,"všední",-2.9,"","",0,0,0,0,0,0,0,-2.9]
[null,null,"1999-02-15T22:30:00",2,15,23,1,"všední",-3.3,"","",0,0,0,0,0,0,0,-3.3]
[null,null,"1999-02-15T23:30:00",2,15,24,1,"všední",-3.6,"","",0,0,0,0,0,0,0,-3.6]
[null,null,"1999-02-16T00:30:00",2,16,1,2,"všední",-4,"","",0,{"$f":"IF($K1118=\"\",0,$K1118/3600*1.2*1010*($L$1-(M$11/100*($L$1-$I1118)+$I1118)))","v":0},0,0,0,0,0,-4]
[null,null,"1999-02-16T01:30:00",2,16,2,2,"všední",-3.9,"","",0,0,0,0,0,0,0,-3.9]
[null,null,"1999-02-16T02:30:00",2,16,3,2,"všední",-3.8,"","",0,0,0,0,0,0,0,-3.8]
[null,null,"1999-02-16T03:30:00",2,16,4,2,"všední",-3.7,"","",0,0,0,0,0,0,0,-3.7]
[null,null,"1999-02-16T04:30:00",2,16,5,2,"všední",-3.4,"","",0,0,0,0,0,0,0,-3.4]
[null,null,"1999-02-16T05:30:00",2,16,6,2,"všední",-3.3,"","",0,0,0,0,0,0,0,-3.3]
[null,null,"1999-02-16T06:30:00",2,16,7,2,"všední",-2.7,"","",0,0,0,0,0,0,0,-2.7]
[null,null,"1999-02-16T07:30:00",2,16,8,2,"všední",-2,-2,162,1308.96,654.48,523.58400000000006,431.95679999999987,261.79199999999986,130.89599999999993,0,-2]
[null,null,"1999-02-16T08:30:00",2,16,9,2,"všední",-0.9,-0.9,324,2497.9319999999998,1248.9660000000001,999.17280000000017,824.31756000000007,499.5863999999998,249.7931999999999,0,-0.9]
[null,null,"1999-02-16T09:30:00",2,16,{"$f":"F1103","v":10},2,"všední",0.1,0.1,324,2388.8519999999999,1194.4260000000002,955.5408000000001,788.32116000000008,477.77039999999988,238.88519999999974,0,0.1]
[null,null,"1999-02-16T10:30:00",2,16,11,2,"všední",1.1000000000000001,1.1000000000000001,324,2279.7719999999999,1139.8860000000002,911.90880000000016,752.32475999999997,455.95439999999996,227.97719999999998,0,1.1000000000000001]
[null,null,"1999-02-16T11:30:00",2,16,12,2,"všední",0.5,0.5,324,2345.2199999999998,1172.6099999999999,938.08799999999997,773.92259999999987,469.0440000000001,234.52199999999985,0,0.5]
[null,null,"1999-02-16T12:30:00",2,16,13,2,"všední",-0.1,-0.1,324,2410.6680000000001,1205.3339999999998,964.2672,795.52043999999967,482.13359999999977,241.06680000000009,0,-0.1]
[null,null,"1999-02-16T13:30:00",2,16,14,2,"všední",-0.2,-0.2,162,1210.788,605.39400000000001,484.31520000000006,399.5600399999999,242.15759999999986,121.07879999999993,0,-0.2]
[null,null,"1999-02-16T14:30:00",2,16,15,2,"všední",-0.4,"","",0,0,0,0,0,0,0,-0.4]
[null,null,"1999-02-16T15:30:00",2,16,16,2,"všední",-1.4,"","",0,0,0,0,0,0,0,-1.4]
[null,null,"1999-02-16T16:30:00",2,16,17,2,"všední",-1.9,"","",0,{"$f":"IF($K1134=\"\",0,$K1134/3600*1.2*1010*($L$1-(M$11/100*($L$1-$I1134)+$I1134)))","v":0},0,0,0,0,0,-1.9]
[null,null,"1999-02-16T17:30:00",2,16,18,2,"všední",-1.8,"","",0,0,0,0,0,0,0,-1.8]
[null,null,"1999-02-16T18:30:00",2,16,19,2,"všední",-2,"","",0,0,0,0,0,0,0,-2]
[null,null,"1999-02-16T19:30:00",2,16,20,2,"všední",-2.2999999999999998,"","",0,0,0,0,0,0,0,-2.2999999999999998]
[null,null,"1999-02-16T20:30:00",2,16,21,2,"všední",-2.7,"","",0,0,0,0,0,0,0,-2.7]
[null,null,"1999-02-16T21:30:00",2,16,22,2,"všední",-3,"","",0,0,0,0,0,0,0,-3]
[null,null,"1999-02-16T22:30:00",2,16,23,2,"všední",-3,"","",0,0,0,0,0,0,0,-3]
[null,null,"1999-02-16T23:30:00",2,16,24,2,"všední",-2.9,"","",0,0,0,0,0,0,0,-2.9]
[null,null,"1999-02-17T00:30:00",2,17,1,3,"všední",-2.9,"","",0,0,0,0,0,0,0,-2.9]
[null,null,"1999-02-17T01:30:00",2,17,2,3,"všední",-2.8,"","",0,0,0,0,0,0,0,-2.8]
[null,null,"1999-02-17T02:30:00",2,17,3,3,"všední",-2.8,"","",0,0,0,0,0,0,0,-2.8]
[null,null,"1999-02-17T03:30:00",2,17,4,3,"všední",-2.7,"","",0,0,0,0,0,0,0,-2.7]
[null,null,"1999-02-17T04:30:00",2,17,5,3,"všední",-2.7,"","",0,0,0,0,0,0,0,-2.7]
[null,null,"1999-02-17T05:30:00",2,17,6,3,"všední",-2.7,"","",0,0,0,0,0,0,0,-2.7]
[null,null,"1999-02-17T06:30:00",2,17,7,3,"všední",-2.7,"","",0,0,0,0,0,0,0,-2.7]
[null,null,"1999-02-17T07:30:00",2,17,8,3,"všední",-2.8,-2.8,162,1352.5920000000001,676.29599999999994,541.03680000000008,446.35535999999985,270.51839999999987,135.25920000000002,0,-2.8]
[null,null,"1999-02-17T08:30:00",2,17,9,3,"všední",-2.4,-2.4,324,2661.5519999999997,{"$f":"IF($K1150=\"\",0,$K1150/3600*1.2*1010*($L$1-(M$11/100*($L$1-$I1150)+$I1150)))","v":1330.7760000000001},1064.6208000000001,878.31216000000018,532.31039999999985,266.15519999999975,0,-2.4]
[null,null,"1999-02-17T09:30:00",2,17,10,3,"všední",-0.8,-0.8,324,2487.0239999999999,1243.5119999999999,994.80960000000005,820.71791999999994,497.40479999999985,248.70240000000013,0,-0.8]
[null,null,"1999-02-17T10:30:00",2,17,11,3,"všední",0.4,0.4,324,2356.1280000000002,1178.0639999999999,942.45119999999986,777.52223999999978,471.22560000000004,235.61280000000002,0,0.4]
[null,null,"1999-02-17T11:30:00",2,17,12,3,"všední",-0.1,-0.1,324,2410.6680000000001,1205.3339999999998,964.2672,795.52043999999967,482.13359999999977,241.06680000000009,0,-0.1]
[null,null,"1999-02-17T12:30:00",2,17,13,3,"všední",-0.1,-0.1,324,2410.6680000000001,1205.3339999999998,964.2672,795.52043999999967,482.13359999999977,241.06680000000009,0,-0.1]
[null,null,"1999-02-17T13:30:00",2,17,14,3,"všední",0,0,162,1199.8799999999999,599.93999999999994,479.95200000000006,395.96039999999999,239.97599999999991,119.98799999999996,0,0]
[null,null,"1999-02-17T14:30:00",2,17,15,3,"všední",0,"","",0,0,0,0,0,0,0,0]
[null,null,"1999-02-17T15:30:00",2,17,16,3,"všední",0,"","",0,0,0,0,0,0,0,0]
[null,null,"1999-02-17T16:30:00",2,17,17,3,"všední",-1.1000000000000001,"","",0,0,0,0,0,0,0,-1.1000000000000001]
[null,null,"1999-02-17T17:30:00",2,17,18,3,"všední",-2.7,"","",0,0,0,0,0,0,0,-2.7]
[null,null,"1999-02-17T18:30:00",2,17,19,3,"všední",-3.3,"","",0,0,0,0,0,0,0,-3.3]
[null,null,"1999-02-17T19:30:00",2,17,20,3,"všední",-3.4,"","",0,0,0,0,0,0,0,-3.4]
[null,null,"1999-02-17T20:30:00",2,17,21,3,"všední",-4.5,"","",0,0,0,0,0,0,0,-4.5]
[null,null,"1999-02-17T21:30:00",2,17,22,3,"všední",-5.5,"","",0,0,0,0,0,0,0,-5.5]
[null,null,"1999-02-17T22:30:00",2,17,23,3,"všední",-6.3,"","",0,0,0,0,0,0,0,-6.3]
[null,null,"1999-02-17T23:30:00",2,17,24,3,"všední",-7,"","",0,0,0,0,0,0,0,-7]
[null,null,"1999-02-18T00:30:00",2,18,1,4,"všední",-7.8,"","",{"$f":"IF($K1166=\"\",0,$K1166/3600*1.2*1010*($L$1-(L$11*($L$1-$I1166)+$I1166)))","v":0},{"$f":"IF($K1166=\"\",0,$K1166/3600*1.2*1010*($L$1-(M$11/100*($L$1-$I1166)+$I1166)))","v":0},0,0,0,0,0,-7.8]
[null,null,"1999-02-18T01:30:00",2,18,2,{"$f":"WEEKDAY(C1167-1)","v":4},{"$f":"IF(G1167=6,\"víkend\",IF(G1167=7,\"víkend\",IF(OR(D1167=7,D1167=8),\"prázdniny\",IF(AND(D1167=1,E1167=1),\"prázdniny\",\"všední\"))))","v":"všední"},-8.1999999999999993,{"$f":"+IF(K1167=\"\",\"\",I1167)","v":""},{"$f":"IF(OR(H1167=\"víkend\",H1167=\"prázdniny\"),\"\",IF(I1167>13,0,IF(OR(F1167<$E$5,F1167>$E$6),\"\",IF(OR(F1167=8,F1167=14),$L$4/2,$L$4))))","v":""},0,0,0,0,0,0,0,-8.1999999999999993]
[null,null,{"$f":"C1167+1/24","v":"1999-02-18T02:30:00"},2,18,3,4,"všední",-8.6,"","",0,0,0,0,0,0,0,-8.6]
[null,null,"1999-02-18T03:30:00",2,18,4,4,"všední",-9,"","",0,0,0,0,0,0,0,-9]
[null,null,"1999-02-18T04:30:00",2,18,5,4,"všední",-9.6999999999999993,"","",0,0,0,0,0,0,0,-9.6999999999999993]
[null,null,"1999-02-18T05:30:00",2,18,6,4,"všední",-8.6,"","",0,0,0,0,0,0,0,-8.6]
[null,null,"1999-02-18T06:30:00",2,18,7,4,"všední",-8.1999999999999993,"","",0,0,0,0,0,0,0,-8.1999999999999993]
[null,null,"1999-02-18T07:30:00",2,18,8,4,"všední",-6.9,-6.9,162,1576.2059999999999,788.10300000000007,630.48239999999998,520.14798000000008,315.24120000000005,157.62060000000002,0,-6.9]
[null,null,"1999-02-18T08:30:00",2,18,9,4,"všední",-6.2,-6.2,324,3076.056,1538.028,1230.4224000000002,1015.0984799999997,615.21119999999962,307.60560000000004,0,-6.2]
[null,null,"1999-02-18T09:30:00",2,18,10,4,"všední",-4.8,-4.8,324,2923.3440000000001,1461.6719999999998,1169.3376000000003,964.70351999999968,584.66879999999992,292.33439999999996,0,-4.8]
[null,null,"1999-02-18T10:30:00",2,18,11,4,"všední",-3.2,-3.2,324,2748.8159999999998,1374.4080000000001,1099.5264000000002,907.1092799999999,549.76319999999987,274.88159999999993,0,-3.2]
[null,null,"1999-02-18T11:30:00",2,18,12,4,"všední",-0.7,-0.7,324,2476.116,1238.058,990.44640000000004,817.11827999999991,495.22319999999991,247.61159999999995,0,-0.7]
[null,null,"1999-02-18T12:30:00",2,18,13,4,"všední",1.4,1.4,324,2247.0480000000002,1123.5239999999999,898.8191999999998,741.52583999999979,449.40960000000013,224.70479999999986,0,1.4]
[null,null,"1999-02-18T13:30:00",2,18,14,4,"všední",2,2,162,1090.8,545.4,436.32,359.964,218.16,109.08,0,2]
[null,null,"1999-02-18T14:30:00",2,18,15,4,"všední",2.2000000000000002,"","",0,0,0,0,0,0,0,2.2000000000000002]
[null,null,"1999-02-18T15:30:00",2,18,16,4,"všední",1.8,"","",0,0,0,0,0,0,0,1.8]
[null,null,"1999-02-18T16:30:00",2,18,17,4,"všední",1.1000000000000001,"","",0,{"$f":"IF($K1182=\"\",0,$K1182/3600*1.2*1010*($L$1-(M$11/100*($L$1-$I1182)+$I1182)))","v":0},0,0,0,0,0,1.1000000000000001]
[null,null,"1999-02-18T17:30:00",2,18,18,4,"všední",0.9,"","",0,0,0,0,0,0,0,0.9]
[null,null,"1999-02-18T18:30:00",2,18,19,4,"všední",0.5,"","",0,0,0,0,0,0,0,0.5]
[null,null,"1999-02-18T19:30:00",2,18,20,4,"všední",-0.6,"","",0,0,0,0,0,0,0,-0.6]
[null,null,"1999-02-18T20:30:00",2,18,21,4,"všední",0,"","",0,0,0,0,0,0,0,0]
[null,null,"1999-02-18T21:30:00",2,18,22,4,"všední",-0.6,"","",0,0,0,0,0,0,0,-0.6]
[null,null,"1999-02-18T22:30:00",2,18,23,4,"všední",-1.5,"","",0,0,0,0,0,0,0,-1.5]
[null,null,"1999-02-18T23:30:00",2,18,24,4,"všední",-2.2999999999999998,"","",0,0,0,0,0,0,0,-2.2999999999999998]
[null,null,"1999-02-19T00:30:00",2,19,1,5,"všední",-3.2,"","",0,0,0,0,0,0,0,-3.2]
[null,null,"1999-02-19T01:30:00",2,19,{"$f":"F1167","v":2},5,"všední",-4.0999999999999996,"","",0,0,0,0,0,0,0,-4.0999999999999996]
[null,null,"1999-02-19T02:30:00",2,19,3,5,"všední",-4.9000000000000004,"","",0,0,0,0,0,0,0,-4.9000000000000004]
[null,null,"1999-02-19T03:30:00",2,19,4,5,"všední",-5.8,"","",0,0,0,0,0,0,0,-5.8]
[null,null,"1999-02-19T04:30:00",2,19,5,5,"všední",-7.1,"","",0,0,0,0,0,0,0,-7.1]
[null,null,"1999-02-19T05:30:00",2,19,6,5,"všední",-7.8,"","",0,0,0,0,0,0,0,-7.8]
[null,null,"1999-02-19T06:30:00",2,19,7,5,"všední",-8,"","",0,0,0,0,0,0,0,-8]
[null,null,"1999-02-19T07:30:00",2,19,8,5,"všední",-8.1,-8.1,162,1641.654,820.82699999999988,656.66160000000002,541.74581999999987,328.3307999999999,164.16539999999989,0,-8.1]
[null,null,"1999-02-19T08:30:00",2,19,9,5,"všední",-6.3,-6.3,324,3086.9639999999999,{"$f":"IF($K1198=\"\",0,$K1198/3600*1.2*1010*($L$1-(M$11/100*($L$1-$I1198)+$I1198)))","v":1543.4819999999997},1234.7855999999999,1018.6981199999998,617.39279999999997,308.69639999999981,0,-6.3]
[null,null,"1999-02-19T09:30:00",2,19,10,5,"všední",-4.5,-4.5,324,2890.62,1445.31,1156.248,953.90459999999973,578.12399999999968,289.06199999999984,0,-4.5]
[null,null,"1999-02-19T10:30:00",2,19,11,5,"všední",-2.4,-2.4,324,2661.5519999999997,1330.7760000000001,1064.6208000000001,878.31216000000018,532.31039999999985,266.15519999999975,0,-2.4]
[null,null,"1999-02-19T11:30:00",2,19,12,5,"všední",-0.4,-0.4,324,2443.3919999999998,1221.6960000000001,977.35680000000002,806.31936000000007,488.67840000000001,244.33919999999983,0,-0.4]
[null,null,"1999-02-19T12:30:00",2,19,13,5,"všední",1,1,324,2290.6799999999998,1145.3399999999999,916.27200000000005,755.92439999999999,458.13599999999991,229.06799999999976,0,1]
[null,null,"1999-02-19T13:30:00",2,19,14,5,"všední",2.5,2.5,162,1063.53,531.76499999999999,425.41200000000003,350.96489999999994,212.70599999999993,106.35299999999997,0,2.5]
[null,null,"1999-02-19T14:30:00",2,19,15,5,"všední",2.8,"","",0,0,0,0,0,0,0,2.8]
[null,null,"1999-02-19T15:30:00",2,19,16,5,"všední",3.3,"","",0,0,0,0,0,0,0,3.3]
[null,null,"1999-02-19T16:30:00",2,19,17,5,"všední",1.7,"","",0,0,0,0,0,0,0,1.7]
[null,null,"1999-02-19T17:30:00",2,19,18,5,"všední",0.3,"","",0,0,0,0,0,0,0,0.3]
[null,null,"1999-02-19T18:30:00",2,19,19,5,"všední",-0.6,"","",0,0,0,0,0,0,0,-0.6]
[null,null,"1999-02-19T19:30:00",2,19,20,5,"všední",0,"","",0,0,0,0,0,0,0,0]
[null,null,"1999-02-19T20:30:00",2,19,21,5,"všední",0.2,"","",0,0,0,0,0,0,0,0.2]
[null,null,"1999-02-19T21:30:00",2,19,22,5,"všední",0,"","",0,0,0,0,0,0,0,0]
[null,null,"1999-02-19T22:30:00",2,19,23,5,"všední",0,"","",0,0,0,0,0,0,0,0]
[null,null,"1999-02-19T23:30:00",2,19,24,5,"všední",-0.1,"","",0,0,0,0,0,0,0,-0.1]
[null,null,"1999-02-20T00:30:00",2,20,1,6,"víkend",-0.1,"","",0,{"$f":"IF($K1214=\"\",0,$K1214/3600*1.2*1010*($L$1-(M$11/100*($L$1-$I1214)+$I1214)))","v":0},0,0,0,0,0,-0.1]
[null,null,"1999-02-20T01:30:00",2,20,2,6,"víkend",-0.1,"","",0,0,0,0,0,0,0,-0.1]
[null,null,"1999-02-20T02:30:00",2,20,3,6,"víkend",0,"","",0,0,0,0,0,0,0,0]
[null,null,"1999-02-20T03:30:00",2,20,4,6,"víkend",0,"","",0,0,0,0,0,0,0,0]
[null,null,"1999-02-20T04:30:00",2,20,5,6,"víkend",-0.1,"","",0,0,0,0,0,0,0,-0.1]
[null,null,"1999-02-20T05:30:00",2,20,6,6,"víkend",0,"","",0,0,0,0,0,0,0,0]
[null,null,"1999-02-20T06:30:00",2,20,7,6,"víkend",0.6,"","",0,0,0,0,0,0,0,0.6]
[null,null,"1999-02-20T07:30:00",2,20,8,6,"víkend",0.6,"","",0,0,0,0,0,0,0,0.6]
[null,null,"1999-02-20T08:30:00",2,20,9,6,"víkend",1.9,"","",0,0,0,0,0,0,0,1.9]
[null,null,"1999-02-20T09:30:00",2,20,10,6,"víkend",2.4,"","",0,0,0,0,0,0,0,2.4]
[null,null,"1999-02-20T10:30:00",2,20,11,6,"víkend",4.3,"","",0,0,0,0,0,0,0,4.3]
[null,null,"1999-02-20T11:30:00",2,20,12,6,"víkend",6.2,"","",0,0,0,0,0,0,0,6.2]
[null,null,"1999-02-20T12:30:00",2,20,13,6,"víkend",8.1999999999999993,"","",0,0,0,0,0,0,0,8.1999999999999993]
[null,null,"1999-02-20T13:30:00",2,20,14,6,"víkend",8.5,"","",0,0,0,0,0,0,0,8.5]
[null,null,"1999-02-20T14:30:00",2,20,15,6,"víkend",8.1999999999999993,"","",0,0,0,0,0,0,0,8.1999999999999993]
[null,null,"1999-02-20T15:30:00",2,20,16,6,"víkend",7.8,"","",0,0,0,0,0,0,0,7.8]
[null,null,"1999-02-20T16:30:00",2,20,17,6,"víkend",6.3,"","",{"$f":"IF($K1230=\"\",0,$K1230/3600*1.2*1010*($L$1-(L$11*($L$1-$I1230)+$I1230)))","v":0},{"$f":"IF($K1230=\"\",0,$K1230/3600*1.2*1010*($L$1-(M$11/100*($L$1-$I1230)+$I1230)))","v":0},0,0,0,0,0,6.3]
[null,null,"1999-02-20T17:30:00",2,20,18,{"$f":"WEEKDAY(C1231-1)","v":6},{"$f":"IF(G1231=6,\"víkend\",IF(G1231=7,\"víkend\",IF(OR(D1231=7,D1231=8),\"prázdniny\",IF(AND(D1231=1,E1231=1),\"prázdniny\",\"všední\"))))","v":"víkend"},5.2,{"$f":"+IF(K1231=\"\",\"\",I1231)","v":""},{"$f":"IF(OR(H1231=\"víkend\",H1231=\"prázdniny\"),\"\",IF(I1231>13,0,IF(OR(F1231<$E$5,F1231>$E$6),\"\",IF(OR(F1231=8,F1231=14),$L$4/2,$L$4))))","v":""},0,0,0,0,0,0,0,5.2]
[null,null,{"$f":"C1231+1/24","v":"1999-02-20T18:30:00"},2,20,19,6,"víkend",4.2,"","",0,0,0,0,0,0,0,4.2]
[null,null,"1999-02-20T19:30:00",2,20,20,6,"víkend",3.3,"","",0,0,0,0,0,0,0,3.3]
[null,null,"1999-02-20T20:30:00",2,20,21,6,"víkend",3.5,"","",0,0,0,0,0,0,0,3.5]
[null,null,"1999-02-20T21:30:00",2,20,22,6,"víkend",2.5,"","",0,0,0,0,0,0,0,2.5]
[null,null,"1999-02-20T22:30:00",2,20,23,6,"víkend",1.9,"","",0,0,0,0,0,0,0,1.9]
[null,null,"1999-02-20T23:30:00",2,20,24,6,"víkend",1.4,"","",0,0,0,0,0,0,0,1.4]
[null,null,"1999-02-21T00:30:00",2,21,1,7,"víkend",0.8,"","",0,0,0,0,0,0,0,0.8]
[null,null,"1999-02-21T01:30:00",2,21,2,7,"víkend",0,"","",0,0,0,0,0,0,0,0]
[null,null,"1999-02-21T02:30:00",2,21,3,7,"víkend",-0.7,"","",0,0,0,0,0,0,0,-0.7]
[null,null,"1999-02-21T03:30:00",2,21,4,7,"víkend",-1.5,"","",0,0,0,0,0,0,0,-1.5]
[null,null,"1999-02-21T04:30:00",2,21,5,7,"víkend",-2.2000000000000002,"","",0,0,0,0,0,0,0,-2.2000000000000002]
[null,null,"1999-02-21T05:30:00",2,21,6,7,"víkend",-2.8,"","",0,0,0,0,0,0,0,-2.8]
[null,null,"1999-02-21T06:30:00",2,21,7,7,"víkend",-3.2,"","",0,0,0,0,0,0,0,-3.2]
[null,null,"1999-02-21T07:30:00",2,21,8,7,"víkend",-3.3,"","",0,0,0,0,0,0,0,-3.3]
[null,null,"1999-02-21T08:30:00",2,21,9,7,"víkend",-2.5,"","",0,{"$f":"IF($K1246=\"\",0,$K1246/3600*1.2*1010*($L$1-(M$11/100*($L$1-$I1246)+$I1246)))","v":0},0,0,0,0,0,-2.5]
[null,null,"1999-02-21T09:30:00",2,21,10,7,"víkend",-1.3,"","",0,0,0,0,0,0,0,-1.3]
[null,null,"1999-02-21T10:30:00",2,21,11,7,"víkend",1,"","",0,0,0,0,0,0,0,1]
[null,null,"1999-02-21T11:30:00",2,21,12,7,"víkend",2,"","",0,0,0,0,0,0,0,2]
[null,null,"1999-02-21T12:30:00",2,21,13,7,"víkend",2.2000000000000002,"","",0,0,0,0,0,0,0,2.2000000000000002]
[null,null,"1999-02-21T13:30:00",2,21,14,7,"víkend",2.6,"","",0,0,0,0,0,0,0,2.6]
[null,null,"1999-02-21T14:30:00",2,21,15,7,"víkend",2.7,"","",0,0,0,0,0,0,0,2.7]
[null,null,"1999-02-21T15:30:00",2,21,16,7,"víkend",2.4,"","",0,0,0,0,0,0,0,2.4]
[null,null,"1999-02-21T16:30:00",2,21,17,7,"víkend",1.9,"","",0,0,0,0,0,0,0,1.9]
[null,null,"1999-02-21T17:30:00",2,21,{"$f":"F1231","v":18},7,"víkend",1.2,"","",0,0,0,0,0,0,0,1.2]
[null,null,"1999-02-21T18:30:00",2,21,19,7,"víkend",0.5,"","",0,0,0,0,0,0,0,0.5]
[null,null,"1999-02-21T19:30:00",2,21,20,7,"víkend",-1.2,"","",0,0,0,0,0,0,0,-1.2]
[null,null,"1999-02-21T20:30:00",2,21,21,7,"víkend",-1.8,"","",0,0,0,0,0,0,0,-1.8]
[null,null,"1999-02-21T21:30:00",2,21,22,7,"víkend",-2.2000000000000002,"","",0,0,0,0,0,0,0,-2.2000000000000002]
[null,null,"1999-02-21T22:30:00",2,21,23,7,"víkend",-2.5,"","",0,0,0,0,0,0,0,-2.5]
[null,null,"1999-02-21T23:30:00",2,21,24,7,"víkend",-2.8,"","",0,0,0,0,0,0,0,-2.8]
[null,null,"1999-02-22T00:30:00",2,22,1,1,"všední",-3.1,"","",0,{"$f":"IF($K1262=\"\",0,$K1262/3600*1.2*1010*($L$1-(M$11/100*($L$1-$I1262)+$I1262)))","v":0},0,0,0,0,0,-3.1]
[null,null,"1999-02-22T01:30:00",2,22,2,1,"všední",-3.5,"","",0,0,0,0,0,0,0,-3.5]
[null,null,"1999-02-22T02:30:00",2,22,3,1,"všední",-3.8,"","",0,0,0,0,0,0,0,-3.8]
[null,null,"1999-02-22T03:30:00",2,22,4,1,"všední",-4.2,"","",0,0,0,0,0,0,0,-4.2]
[null,null,"1999-02-22T04:30:00",2,22,5,1,"všední",-3.7,"","",0,0,0,0,0,0,0,-3.7]
[null,null,"1999-02-22T05:30:00",2,22,6,1,"všední",-3.6,"","",0,0,0,0,0,0,0,-3.6]
[null,null,"1999-02-22T06:30:00",2,22,7,1,"všední",-3.4,"","",0,0,0,0,0,0,0,-3.4]
[null,null,"1999-02-22T07:30:00",2,22,8,1,"všední",-3.1,-3.1,162,1368.954,684.47699999999998,547.58159999999998,451.75481999999977,273.79079999999999,136.89539999999988,0,-3.1]
[null,null,"1999-02-22T08:30:00",2,22,9,1,"všední",-3,-3,324,2727,1363.5,1090.8,899.91,545.4,272.7,0,-3]
[null,null,"1999-02-22T09:30:00",2,22,10,1,"všední",-2.2000000000000002,-2.2000000000000002,324,2639.7359999999999,1319.8680000000002,1055.8943999999999,871.11287999999968,527.94719999999995,263.97359999999981,0,-2.2000000000000002]
[null,null,"1999-02-22T10:30:00",2,22,11,1,"všední",-1.5,-1.5,324,2563.38,1281.69,1025.3520000000001,845.91539999999986,512.67599999999993,256.33799999999974,0,-1.5]
[null,null,"1999-02-22T11:30:00",2,22,12,1,"všední",0.3,0.3,324,2367.0360000000001,1183.518,946.81439999999998,781.12187999999992,473.40719999999999,236.7035999999998,0,0.3]
[null,null,"1999-02-22T12:30:00",2,22,13,1,"všední",2.4,2.4,324,2137.9680000000003,1068.9839999999999,855.18719999999996,705.52943999999979,427.59359999999981,213.79680000000008,0,2.4]
[null,null,"1999-02-22T13:30:00",2,22,14,1,"všední",3.2,3.2,162,1025.3520000000001,512.67599999999993,410.14079999999996,338.36615999999981,205.07039999999989,102.53519999999995,0,3.2]
[null,null,"1999-02-22T14:30:00",2,22,15,1,"všední",3.7,"","",0,0,0,0,0,0,0,3.7]
[null,null,"1999-02-22T15:30:00",2,22,16,1,"všední",2.1,"","",0,0,0,0,0,0,0,2.1]
[null,null,"1999-02-22T16:30:00",2,22,17,1,"všední",2.4,"","",0,{"$f":"IF($K1278=\"\",0,$K1278/3600*1.2*1010*($L$1-(M$11/100*($L$1-$I1278)+$I1278)))","v":0},0,0,0,0,0,2.4]
[null,null,"1999-02-22T17:30:00",2,22,18,1,"všední",2.7,"","",0,0,0,0,0,0,0,2.7]
[null,null,"1999-02-22T18:30:00",2,22,19,1,"všední",1.9,"","",0,0,0,0,0,0,0,1.9]
[null,null,"1999-02-22T19:30:00",2,22,20,1,"všední",1.4,"","",0,0,0,0,0,0,0,1.4]
[null,null,"1999-02-22T20:30:00",2,22,21,1,"všední",1.1000000000000001,"","",0,0,0,0,0,0,0,1.1000000000000001]
[null,null,"1999-02-22T21:30:00",2,22,22,1,"všední",0.8,"","",0,0,0,0,0,0,0,0.8]
[null,null,"1999-02-22T22:30:00",2,22,23,1,"všední",0.5,"","",0,0,0,0,0,0,0,0.5]
[null,null,"1999-02-22T23:30:00",2,22,24,1,"všední",0.2,"","",0,0,0,0,0,0,0,0.2]
[null,null,"1999-02-23T00:30:00",2,23,1,2,"všední",-0.1,"","",0,0,0,0,0,0,0,-0.1]
[null,null,"1999-02-23T01:30:00",2,23,2,2,"všední",-0.4,"","",0,0,0,0,0,0,0,-0.4]
[null,null,"1999-02-23T02:30:00",2,23,3,2,"všední",-0.8,"","",0,0,0,0,0,0,0,-0.8]
[null,null,"1999-02-23T03:30:00",2,23,4,2,"všední",-1.1000000000000001,"","",0,0,0,0,0,0,0,-1.1000000000000001]
[null,null,"1999-02-23T04:30:00",2,23,5,2,"všední",-1.3,"","",0,0,0,0,0,0,0,-1.3]
[null,null,"1999-02-23T05:30:00",2,23,6,2,"všední",-1.8,"","",0,0,0,0,0,0,0,-1.8]
[null,null,"1999-02-23T06:30:00",2,23,7,2,"všední",-1.3,"","",0,0,0,0,0,0,0,-1.3]
[null,null,"1999-02-23T07:30:00",2,23,8,2,"všední",-1,-1,162,1254.42,627.21,501.76800000000003,413.95859999999999,250.88399999999987,125.44200000000004,0,-1]
[null,null,"1999-02-23T08:30:00",2,23,9,2,"všední",0.2,0.2,324,{"$f":"IF($K1294=\"\",0,$K1294/3600*1.2*1010*($L$1-(L$11*($L$1-$I1294)+$I1294)))","v":2377.944},{"$f":"IF($K1294=\"\",0,$K1294/3600*1.2*1010*($L$1-(M$11/100*($L$1-$I1294)+$I1294)))","v":1188.972},951.1776000000001,784.72151999999994,475.58879999999994,237.79439999999997,0,0.2]
[null,null,"1999-02-23T09:30:00",2,23,10,{"$f":"WEEKDAY(C1295-1)","v":2},{"$f":"IF(G1295=6,\"víkend\",IF(G1295=7,\"víkend\",IF(OR(D1295=7,D1295=8),\"prázdniny\",IF(AND(D1295=1,E1295=1),\"prázdniny\",\"všední\"))))","v":"všední"},1,{"$f":"+IF(K1295=\"\",\"\",I1295)","v":1},{"$f":"IF(OR(H1295=\"víkend\",H1295=\"prázdniny\"),\"\",IF(I1295>13,0,IF(OR(F1295<$E$5,F1295>$E$6),\"\",IF(OR(F1295=8,F1295=14),$L$4/2,$L$4))))","v":324},2290.6799999999998,1145.3399999999999,916.27200000000005,755.92439999999999,458.13599999999991,229.06799999999976,0,1]
[null,null,{"$f":"C1295+1/24","v":"1999-02-23T10:30:00"},2,23,11,2,"všední",3,3,324,2072.52,1036.26,829.00799999999992,683.93159999999989,414.50399999999968,207.25199999999984,0,3]
[null,null,"1999-02-23T11:30:00",2,23,12,2,"všední",4.4000000000000004,4.4000000000000004,324,1919.8080000000002,959.90399999999988,767.92319999999995,633.53663999999992,383.96159999999958,191.98079999999979,0,4.4000000000000004]
[null,null,"1999-02-23T12:30:00",2,23,13,2,"všední",5.4,5.4,324,1810.7280000000001,905.36399999999992,724.29119999999989,597.54023999999981,362.1456,181.07279999999963,0,5.4]
[null,null,"1999-02-23T13:30:00",2,23,14,2,"všední",5,5,162,927.18,463.59,370.87200000000001,305.96939999999995,185.43599999999992,92.717999999999961,0,5]
[null,null,"1999-02-23T14:30:00",2,23,15,2,"všední",4.3,"","",0,0,0,0,0,0,0,4.3]
[null,null,"1999-02-23T15:30:00",2,23,16,2,"všední",5.6,"","",0,0,0,0,0,0,0,5.6]
[null,null,"1999-02-23T16:30:00",2,23,17,2,"všední",5.4,"","",0,0,0,0,0,0,0,5.4]
[null,null,"1999-02-23T17:30:00",2,23,18,2,"všední",5.2,"","",0,0,0,0,0,0,0,5.2]
[null,null,"1999-02-23T18:30:00",2,23,19,2,"všední",4.9000000000000004,"","",0,0,0,0,0,0,0,4.9000000000000004]
[null,null,"1999-02-23T19:30:00",2,23,20,2,"všední",5.0999999999999996,"","",0,0,0,0,0,0,0,5.0999999999999996]
[null,null,"1999-02-23T20:30:00",2,23,21,2,"všední",5.0999999999999996,"","",0,0,0,0,0,0,0,5.0999999999999996]
[null,null,"1999-02-23T21:30:00",2,23,22,2,"všední",5.2,"","",0,0,0,0,0,0,0,5.2]
[null,null,"1999-02-23T22:30:00",2,23,23,2,"všední",5.2,"","",0,0,0,0,0,0,0,5.2]
[null,null,"1999-02-23T23:30:00",2,23,24,2,"všední",5.2,"","",0,0,0,0,0,0,0,5.2]
[null,null,"1999-02-24T00:30:00",2,24,1,3,"všední",5.2,"","",0,{"$f":"IF($K1310=\"\",0,$K1310/3600*1.2*1010*($L$1-(M$11/100*($L$1-$I1310)+$I1310)))","v":0},0,0,0,0,0,5.2]
[null,null,"1999-02-24T01:30:00",2,24,2,3,"všední",4.9000000000000004,"","",0,0,0,0,0,0,0,4.9000000000000004]
[null,null,"1999-02-24T02:30:00",2,24,3,3,"všední",4.7,"","",0,0,0,0,0,0,0,4.7]
[null,null,"1999-02-24T03:30:00",2,24,4,3,"všední",4.4000000000000004,"","",0,0,0,0,0,0,0,4.4000000000000004]
[null,null,"1999-02-24T04:30:00",2,24,5,3,"všední",4.4000000000000004,"","",0,0,0,0,0,0,0,4.4000000000000004]
[null,null,"1999-02-24T05:30:00",2,24,6,3,"všední",4.5,"","",0,0,0,0,0,0,0,4.5]
[null,null,"1999-02-24T06:30:00",2,24,7,3,"všední",4.5999999999999996,"","",0,0,0,0,0,0,0,4.5999999999999996]
[null,null,"1999-02-24T07:30:00",2,24,8,3,"všední",4.7,4.7,162,943.54200000000003,471.7709999999999,377.41679999999991,311.36885999999998,188.70839999999984,94.35420000000002,0,4.7]
[null,null,"1999-02-24T08:30:00",2,24,9,3,"všední",5.4,5.4,324,1810.7280000000001,905.36399999999992,724.29119999999989,597.54023999999981,362.1456,181.07279999999963,0,5.4]
[null,null,"1999-02-24T09:30:00",2,24,{"$f":"F1295","v":10},3,"všední",5.8,5.8,324,1767.096,883.54800000000012,706.83839999999998,583.14167999999995,353.41919999999982,176.70960000000011,0,5.8]
[null,null,"1999-02-24T10:30:00",2,24,11,3,"všední",6.9,6.9,324,1647.1079999999999,823.55400000000009,658.84320000000014,543.54563999999971,329.42159999999996,164.71079999999978,0,6.9]
[null,null,"1999-02-24T11:30:00",2,24,12,3,"všední",8.8000000000000007,8.8000000000000007,324,1439.856,719.928,575.94240000000013,475.1524800000002,287.97120000000007,143.98560000000003,0,8.8000000000000007]
[null,null,"1999-02-24T12:30:00",2,24,13,3,"všední",9.3000000000000007,9.3000000000000007,324,1385.3159999999998,692.6579999999999,554.12639999999976,457.15427999999986,277.06319999999988,138.53159999999994,0,9.3000000000000007]
[null,null,"1999-02-24T13:30:00",2,24,14,3,"všední",10.4,10.4,162,632.66399999999999,316.33200000000005,253.06560000000002,208.77911999999998,126.53280000000001,63.266400000000004,0,10.4]
[null,null,"1999-02-24T14:30:00",2,24,15,3,"všední",11.1,"","",0,0,0,0,0,0,0,11.1]
[null,null,"1999-02-24T15:30:00",2,24,16,3,"všední",12,"","",0,0,0,0,0,0,0,12]
[null,null,"1999-02-24T16:30:00",2,24,17,3,"všední",10.3,"","",0,{"$f":"IF($K1326=\"\",0,$K1326/3600*1.2*1010*($L$1-(M$11/100*($L$1-$I1326)+$I1326)))","v":0},0,0,0,0,0,10.3]
[null,null,"1999-02-24T17:30:00",2,24,18,3,"všední",8.6999999999999993,"","",0,0,0,0,0,0,0,8.6999999999999993]
[null,null,"1999-02-24T18:30:00",2,24,19,3,"všední",5.4,"","",0,0,0,0,0,0,0,5.4]
[null,null,"1999-02-24T19:30:00",2,24,20,3,"všední",4.3,"","",0,0,0,0,0,0,0,4.3]
[null,null,"1999-02-24T20:30:00",2,24,21,3,"všední",4.0999999999999996,"","",0,0,0,0,0,0,0,4.0999999999999996]
[null,null,"1999-02-24T21:30:00",2,24,22,3,"všední",2.9,"","",0,0,0,0,0,0,0,2.9]
[null,null,"1999-02-24T22:30:00",2,24,23,3,"všední",2.4,"","",0,0,0,0,0,0,0,2.4]
[null,null,"1999-02-24T23:30:00",2,24,24,3,"všední",1.9,"","",0,0,0,0,0,0,0,1.9]
[null,null,"1999-02-25T00:30:00",2,25,1,4,"všední",1.4,"","",0,0,0,0,0,0,0,1.4]
[null,null,"1999-02-25T01:30:00",2,25,2,4,"všední",0.9,"","",0,0,0,0,0,0,0,0.9]
[null,null,"1999-02-25T02:30:00",2,25,3,4,"všední",0.3,"","",0,0,0,0,0,0,0,0.3]
[null,null,"1999-02-25T03:30:00",2,25,4,4,"všední",-0.2,"","",0,0,0,0,0,0,0,-0.2]
[null,null,"1999-02-25T04:30:00",2,25,5,4,"všední",-0.8,"","",0,0,0,0,0,0,0,-0.8]
[null,null,"1999-02-25T05:30:00",2,25,6,4,"všední",-1,"","",0,0,0,0,0,0,0,-1]
[null,null,"1999-02-25T06:30:00",2,25,7,4,"všední",-1.4,"","",0,0,0,0,0,0,0,-1.4]
[null,null,"1999-02-25T07:30:00",2,25,8,4,"všední",-1.4,-1.4,162,1276.2359999999999,638.11800000000005,510.49440000000004,421.15787999999998,255.24719999999999,127.6236,0,-1.4]
[null,null,"1999-02-25T08:30:00",2,25,9,4,"všední",-0.2,-0.2,324,2421.576,{"$f":"IF($K1342=\"\",0,$K1342/3600*1.2*1010*($L$1-(M$11/100*($L$1-$I1342)+$I1342)))","v":1210.788},968.63040000000012,799.1200799999998,484.31519999999972,242.15759999999986,0,-0.2]
[null,null,"1999-02-25T09:30:00",2,25,10,4,"všední",1.5,1.5,324,2236.14,1118.07,894.45600000000013,737.92619999999988,447.22799999999978,223.61400000000006,0,1.5]
[null,null,"1999-02-25T10:30:00",2,25,11,4,"všední",4,4,324,1963.44,981.72,785.37600000000009,647.93519999999978,392.68800000000016,196.34400000000008,0,4]
[null,null,"1999-02-25T11:30:00",2,25,12,4,"všední",8.3000000000000007,8.3000000000000007,324,1494.396,747.19799999999998,597.75840000000005,493.15068000000008,298.8791999999998,149.43959999999973,0,8.3000000000000007]
[null,null,"1999-02-25T12:30:00",2,25,13,4,"všední",9.8000000000000007,9.8000000000000007,324,1330.7759999999998,665.38799999999992,532.31039999999985,439.15607999999997,266.15519999999975,133.07759999999988,0,9.8000000000000007]
[null,null,"1999-02-25T13:30:00",2,25,14,4,"všední",7.5,7.5,162,790.83,395.41500000000002,316.33200000000005,260.97390000000001,158.16599999999991,79.082999999999956,0,7.5]
[null,null,"1999-02-25T14:30:00",2,25,15,4,"všední",7.2,"","",0,0,0,0,0,0,0,7.2]
[null,null,"1999-02-25T15:30:00",2,25,16,4,"všední",6.8,"","",0,0,0,0,0,0,0,6.8]
[null,null,"1999-02-25T16:30:00",2,25,17,4,"všední",6.6,"","",0,0,0,0,0,0,0,6.6]
[null,null,"1999-02-25T17:30:00",2,25,18,4,"všední",5.5,"","",0,0,0,0,0,0,0,5.5]
[null,null,"1999-02-25T18:30:00",2,25,19,4,"všední",6,"","",0,0,0,0,0,0,0,6]
[null,null,"1999-02-25T19:30:00",2,25,20,4,"všední",5.4,"","",0,0,0,0,0,0,0,5.4]
[null,null,"1999-02-25T20:30:00",2,25,21,4,"všední",5.2,"","",0,0,0,0,0,0,0,5.2]
[null,null,"1999-02-25T21:30:00",2,25,22,4,"všední",4.9000000000000004,"","",0,0,0,0,0,0,0,4.9000000000000004]
[null,null,"1999-02-25T22:30:00",2,25,23,4,"všední",4.8,"","",0,0,0,0,0,0,0,4.8]
[null,null,"1999-02-25T23:30:00",2,25,24,4,"všední",4.8,"","",0,0,0,0,0,0,0,4.8]
[null,null,"1999-02-26T00:30:00",2,26,1,5,"všední",4.7,"","",{"$f":"IF($K1358=\"\",0,$K1358/3600*1.2*1010*($L$1-(L$11*($L$1-$I1358)+$I1358)))","v":0},{"$f":"IF($K1358=\"\",0,$K1358/3600*1.2*1010*($L$1-(M$11/100*($L$1-$I1358)+$I1358)))","v":0},0,0,0,0,0,4.7]
[null,null,"1999-02-26T01:30:00",2,26,2,{"$f":"WEEKDAY(C1359-1)","v":5},{"$f":"IF(G1359=6,\"víkend\",IF(G1359=7,\"víkend\",IF(OR(D1359=7,D1359=8),\"prázdniny\",IF(AND(D1359=1,E1359=1),\"prázdniny\",\"všední\"))))","v":"všední"},4.0999999999999996,{"$f":"+IF(K1359=\"\",\"\",I1359)","v":""},{"$f":"IF(OR(H1359=\"víkend\",H1359=\"prázdniny\"),\"\",IF(I1359>13,0,IF(OR(F1359<$E$5,F1359>$E$6),\"\",IF(OR(F1359=8,F1359=14),$L$4/2,$L$4))))","v":""},0,0,0,0,0,0,0,4.0999999999999996]
[null,null,{"$f":"C1359+1/24","v":"1999-02-26T02:30:00"},2,26,3,5,"všední",3.5,"","",0,0,0,0,0,0,0,3.5]
[null,null,"1999-02-26T03:30:00",2,26,4,5,"všední",2.9,"","",0,0,0,0,0,0,0,2.9]
[null,null,"1999-02-26T04:30:00",2,26,5,5,"všední",3,"","",0,0,0,0,0,0,0,3]
[null,null,"1999-02-26T05:30:00",2,26,6,5,"všední",3.2,"","",0,0,0,0,0,0,0,3.2]
[null,null,"1999-02-26T06:30:00",2,26,7,5,"všední",2.4,"","",0,0,0,0,0,0,0,2.4]
[null,null,"1999-02-26T07:30:00",2,26,8,5,"všední",2.8,2.8,162,1047.1679999999999,523.58400000000006,418.86719999999997,345.56543999999991,209.43359999999998,104.71679999999989,0,2.8]
[null,null,"1999-02-26T08:30:00",2,26,9,5,"všední",3.6,3.6,324,2007.0719999999999,1003.5360000000001,802.82880000000011,662.3337600000001,401.41439999999994,200.70719999999997,0,3.6]
[null,null,"1999-02-26T09:30:00",2,26,10,5,"všední",5.0999999999999996,5.0999999999999996,324,1843.4519999999998,921.72600000000011,737.38080000000014,608.33915999999977,368.6904000000003,184.34520000000015,0,5.0999999999999996]
[null,null,"1999-02-26T10:30:00",2,26,11,5,"všední",5.8,5.8,324,1767.096,883.54800000000012,706.83839999999998,583.14167999999995,353.41919999999982,176.70960000000011,0,5.8]
[null,null,"1999-02-26T11:30:00",2,26,12,5,"všední",6.3,6.3,324,1712.5559999999998,856.27800000000013,685.02240000000006,565.14348000000007,342.51120000000003,171.25560000000002,0,6.3]
[null,null,"1999-02-26T12:30:00",2,26,13,5,"všední",6.9,6.9,324,1647.1079999999999,823.55400000000009,658.84320000000014,543.54563999999971,329.42159999999996,164.71079999999978,0,6.9]
[null,null,"1999-02-26T13:30:00",2,26,14,5,"všední",6.9,6.9,162,823.55399999999997,411.77700000000004,329.42160000000007,271.77281999999985,164.71079999999998,82.355399999999889,0,6.9]
[null,null,"1999-02-26T14:30:00",2,26,15,5,"všední",7.5,"","",0,0,0,0,0,0,0,7.5]
[null,null,"1999-02-26T15:30:00",2,26,16,5,"všední",7,"","",0,0,0,0,0,0,0,7]
[null,null,"1999-02-26T16:30:00",2,26,17,5,"všední",6.5,"","",0,{"$f":"IF($K1374=\"\",0,$K1374/3600*1.2*1010*($L$1-(M$11/100*($L$1-$I1374)+$I1374)))","v":0},0,0,0,0,0,6.5]
[null,null,"1999-02-26T17:30:00",2,26,18,5,"všední",5.2,"","",0,0,0,0,0,0,0,5.2]
[null,null,"1999-02-26T18:30:00",2,26,19,5,"všední",4.3,"","",0,0,0,0,0,0,0,4.3]
[null,null,"1999-02-26T19:30:00",2,26,20,5,"všední",3.4,"","",0,0,0,0,0,0,0,3.4]
[null,null,"1999-02-26T20:30:00",2,26,21,5,"všední",2.6,"","",0,0,0,0,0,0,0,2.6]
[null,null,"1999-02-26T21:30:00",2,26,22,5,"všední",1.4,"","",0,0,0,0,0,0,0,1.4]
[null,null,"1999-02-26T22:30:00",2,26,23,5,"všední",1.1000000000000001,"","",0,0,0,0,0,0,0,1.1000000000000001]
[null,null,"1999-02-26T23:30:00",2,26,24,5,"všední",0.9,"","",0,0,0,0,0,0,0,0.9]
[null,null,"1999-02-27T00:30:00",2,27,1,6,"víkend",0.6,"","",0,0,0,0,0,0,0,0.6]
[null,null,"1999-02-27T01:30:00",2,27,{"$f":"F1359","v":2},6,"víkend",0,"","",0,0,0,0,0,0,0,0]
[null,null,"1999-02-27T02:30:00",2,27,3,6,"víkend",-0.5,"","",0,0,0,0,0,0,0,-0.5]
[null,null,"1999-02-27T03:30:00",2,27,4,6,"víkend",-1.1000000000000001,"","",0,0,0,0,0,0,0,-1.1000000000000001]
[null,null,"1999-02-27T04:30:00",2,27,5,6,"víkend",-1.5,"","",0,0,0,0,0,0,0,-1.5]
[null,null,"1999-02-27T05:30:00",2,27,6,6,"víkend",-2,"","",0,0,0,0,0,0,0,-2]
[null,null,"1999-02-27T06:30:00",2,27,7,6,"víkend",-2.2000000000000002,"","",0,0,0,0,0,0,0,-2.2000000000000002]
[null,null,"1999-02-27T07:30:00",2,27,8,6,"víkend",-2,"","",0,0,0,0,0,0,0,-2]
[null,null,"1999-02-27T08:30:00",2,27,9,6,"víkend",-0.9,"","",0,{"$f":"IF($K1390=\"\",0,$K1390/3600*1.2*1010*($L$1-(M$11/100*($L$1-$I1390)+$I1390)))","v":0},0,0,0,0,0,-0.9]
[null,null,"1999-02-27T09:30:00",2,27,10,6,"víkend",-0.5,"","",0,0,0,0,0,0,0,-0.5]
[null,null,"1999-02-27T10:30:00",2,27,11,6,"víkend",0.2,"","",0,0,0,0,0,0,0,0.2]
[null,null,"1999-02-27T11:30:00",2,27,12,6,"víkend",0.2,"","",0,0,0,0,0,0,0,0.2]
[null,null,"1999-02-27T12:30:00",2,27,13,6,"víkend",0.3,"","",0,0,0,0,0,0,0,0.3]
[null,null,"1999-02-27T13:30:00",2,27,14,6,"víkend",1.3,"","",0,0,0,0,0,0,0,1.3]
[null,null,"1999-02-27T14:30:00",2,27,15,6,"víkend",1.4,"","",0,0,0,0,0,0,0,1.4]
[null,null,"1999-02-27T15:30:00",2,27,16,6,"víkend",1.4,"","",0,0,0,0,0,0,0,1.4]
[null,null,"1999-02-27T16:30:00",2,27,17,6,"víkend",1,"","",0,0,0,0,0,0,0,1]
[null,null,"1999-02-27T17:30:00",2,27,18,6,"víkend",0.8,"","",0,0,0,0,0,0,0,0.8]
[null,null,"1999-02-27T18:30:00",2,27,19,6,"víkend",0.2,"","",0,0,0,0,0,0,0,0.2]
[null,null,"1999-02-27T19:30:00",2,27,20,6,"víkend",-1,"","",0,0,0,0,0,0,0,-1]
[null,null,"1999-02-27T20:30:00",2,27,21,6,"víkend",-0.7,"","",0,0,0,0,0,0,0,-0.7]
[null,null,"1999-02-27T21:30:00",2,27,22,6,"víkend",-1.2,"","",0,0,0,0,0,0,0,-1.2]
[null,null,"1999-02-27T22:30:00",2,27,23,6,"víkend",-1.5,"","",0,0,0,0,0,0,0,-1.5]
[null,null,"1999-02-27T23:30:00",2,27,24,6,"víkend",-1.9,"","",0,0,0,0,0,0,0,-1.9]
[null,null,"1999-02-28T00:30:00",2,28,1,7,"víkend",-2.2000000000000002,"","",0,{"$f":"IF($K1406=\"\",0,$K1406/3600*1.2*1010*($L$1-(M$11/100*($L$1-$I1406)+$I1406)))","v":0},0,0,0,0,0,-2.2000000000000002]
[null,null,"1999-02-28T01:30:00",2,28,2,7,"víkend",-2.6,"","",0,0,0,0,0,0,0,-2.6]
[null,null,"1999-02-28T02:30:00",2,28,3,7,"víkend",-2.9,"","",0,0,0,0,0,0,0,-2.9]
[null,null,"1999-02-28T03:30:00",2,28,4,7,"víkend",-3.3,"","",0,0,0,0,0,0,0,-3.3]
[null,null,"1999-02-28T04:30:00",2,28,5,7,"víkend",-3.4,"","",0,0,0,0,0,0,0,-3.4]
[null,null,"1999-02-28T05:30:00",2,28,6,7,"víkend",-3.6,"","",0,0,0,0,0,0,0,-3.6]
[null,null,"1999-02-28T06:30:00",2,28,7,7,"víkend",-3.6,"","",0,0,0,0,0,0,0,-3.6]
[null,null,"1999-02-28T07:30:00",2,28,8,7,"víkend",-2.6,"","",0,0,0,0,0,0,0,-2.6]
[null,null,"1999-02-28T08:30:00",2,28,9,7,"víkend",-0.7,"","",0,0,0,0,0,0,0,-0.7]
[null,null,"1999-02-28T09:30:00",2,28,10,7,"víkend",0.3,"","",0,0,0,0,0,0,0,0.3]
[null,null,"1999-02-28T10:30:00",2,28,11,7,"víkend",1.3,"","",0,0,0,0,0,0,0,1.3]
[null,null,"1999-02-28T11:30:00",2,28,12,7,"víkend",1.7,"","",0,0,0,0,0,0,0,1.7]
[null,null,"1999-02-28T12:30:00",2,28,13,7,"víkend",1.5,"","",0,0,0,0,0,0,0,1.5]
[null,null,"1999-02-28T13:30:00",2,28,14,7,"víkend",2.2999999999999998,"","",0,0,0,0,0,0,0,2.2999999999999998]
[null,null,"1999-02-28T14:30:00",2,28,15,7,"víkend",3,"","",0,0,0,0,0,0,0,3]
[null,null,"1999-02-28T15:30:00",2,28,16,7,"víkend",2.6,"","",0,0,0,0,0,0,0,2.6]
[null,null,"1999-02-28T16:30:00",2,28,17,7,"víkend",1.8,"","",{"$f":"IF($K1422=\"\",0,$K1422/3600*1.2*1010*($L$1-(L$11*($L$1-$I1422)+$I1422)))","v":0},{"$f":"IF($K1422=\"\",0,$K1422/3600*1.2*1010*($L$1-(M$11/100*($L$1-$I1422)+$I1422)))","v":0},0,0,0,0,0,1.8]
[null,null,"1999-02-28T17:30:00",2,28,18,{"$f":"WEEKDAY(C1423-1)","v":7},{"$f":"IF(G1423=6,\"víkend\",IF(G1423=7,\"víkend\",IF(OR(D1423=7,D1423=8),\"prázdniny\",IF(AND(D1423=1,E1423=1),\"prázdniny\",\"všední\"))))","v":"víkend"},0.5,{"$f":"+IF(K1423=\"\",\"\",I1423)","v":""},{"$f":"IF(OR(H1423=\"víkend\",H1423=\"prázdniny\"),\"\",IF(I1423>13,0,IF(OR(F1423<$E$5,F1423>$E$6),\"\",IF(OR(F1423=8,F1423=14),$L$4/2,$L$4))))","v":""},0,0,0,0,0,0,0,0.5]
[null,null,{"$f":"C1423+1/24","v":"1999-02-28T18:30:00"},2,28,19,7,"víkend",-0.3,"","",0,0,0,0,0,0,0,-0.3]
[null,null,"1999-02-28T19:30:00",2,28,20,7,"víkend",-0.6,"","",0,0,0,0,0,0,0,-0.6]
[null,null,"1999-02-28T20:30:00",2,28,21,7,"víkend",-0.8,"","",0,0,0,0,0,0,0,-0.8]
[null,null,"1999-02-28T21:30:00",2,28,22,7,"víkend",-0.2,"","",0,0,0,0,0,0,0,-0.2]
[null,null,"1999-02-28T22:30:00",2,28,23,7,"víkend",-0.7,"","",0,0,0,0,0,0,0,-0.7]
[null,null,"1999-02-28T23:30:00",2,28,24,7,"víkend",-1.2,"","",0,0,0,0,0,0,0,-1.2]
[null,null,"1999-03-01T00:30:00",3,1,1,1,"všední",0.2,"","",0,0,0,0,0,0,0,0.2]
[null,null,"1999-03-01T01:30:00",3,1,2,1,"všední",-0.1,"","",0,0,0,0,0,0,0,-0.1]
[null,null,"1999-03-01T02:30:00",3,1,3,1,"všední",-0.5,"","",0,0,0,0,0,0,0,-0.5]
[null,null,"1999-03-01T03:30:00",3,1,4,1,"všední",-0.8,"","",0,0,0,0,0,0,0,-0.8]
[null,null,"1999-03-01T04:30:00",3,1,5,1,"všední",-1.1000000000000001,"","",0,0,0,0,0,0,0,-1.1000000000000001]
[null,null,"1999-03-01T05:30:00",3,1,6,1,"všední",-1.9,"","",0,0,0,0,0,0,0,-1.9]
[null,null,"1999-03-01T06:30:00",3,1,7,1,"všední",-2,"","",0,0,0,0,0,0,0,-2]
[null,null,"1999-03-01T07:30:00",3,1,8,1,"všední",-1.3,-1.3,162,1270.7819999999999,635.39099999999996,508.31279999999998,419.35806000000002,254.15639999999999,127.07819999999991,0,-1.3]
[null,null,"1999-03-01T08:30:00",3,1,9,1,"všední",-1.2,-1.2,324,2530.6559999999999,{"$f":"IF($K1438=\"\",0,$K1438/3600*1.2*1010*($L$1-(M$11/100*($L$1-$I1438)+$I1438)))","v":1265.328},1012.2624,835.11647999999991,506.13120000000004,253.06560000000002,0,-1.2]
[null,null,"1999-03-01T09:30:00",3,1,10,1,"všední",0.5,0.5,324,2345.2199999999998,1172.6099999999999,938.08799999999997,773.92259999999987,469.0440000000001,234.52199999999985,0,0.5]
[null,null,"1999-03-01T10:30:00",3,1,11,1,"všední",2.8,2.8,324,2094.3359999999998,1047.1680000000001,837.73439999999994,691.13087999999982,418.86719999999997,209.43359999999979,0,2.8]
[null,null,"1999-03-01T11:30:00",3,1,12,1,"všední",5,5,324,1854.36,927.18,741.74400000000003,611.9387999999999,370.87199999999984,185.43599999999992,0,5]
[null,null,"1999-03-01T12:30:00",3,1,13,1,"všední",7.1,7.1,324,1625.2919999999999,812.64599999999996,650.11680000000013,536.34636000000012,325.05839999999966,162.5292000000002,0,7.1]
[null,null,"1999-03-01T13:30:00",3,1,14,1,"všední",7.4,7.4,162,796.28399999999999,398.14200000000005,318.5136,262.77371999999986,159.25680000000008,79.628400000000042,0,7.4]
[null,null,"1999-03-01T14:30:00",3,1,15,1,"všední",9.8000000000000007,"","",0,0,0,0,0,0,0,9.8000000000000007]
[null,null,"1999-03-01T15:30:00",3,1,16,1,"všední",9.5,"","",0,0,0,0,0,0,0,9.5]
[null,null,"1999-03-01T16:30:00",3,1,17,1,"všední",7.6,"","",0,0,0,0,0,0,0,7.6]
[null,null,"1999-03-01T17:30:00",3,1,{"$f":"F1423","v":18},1,"všední",5.4,"","",0,0,0,0,0,0,0,5.4]
[null,null,"1999-03-01T18:30:00",3,1,19,1,"všední",4.2,"","",0,0,0,0,0,0,0,4.2]
[null,null,"1999-03-01T19:30:00",3,1,20,1,"všední",2.7,"","",0,0,0,0,0,0,0,2.7]
[null,null,"1999-03-01T20:30:00",3,1,21,1,"všední",0.8,"","",0,0,0,0,0,0,0,0.8]
[null,null,"1999-03-01T21:30:00",3,1,22,1,"všední",0.8,"","",0,0,0,0,0,0,0,0.8]
[null,null,"1999-03-01T22:30:00",3,1,23,1,"všední",0.4,"","",0,0,0,0,0,0,0,0.4]
[null,null,"1999-03-01T23:30:00",3,1,24,1,"všední",-0.1,"","",0,0,0,0,0,0,0,-0.1]
[null,null,"1999-03-02T00:30:00",3,2,1,2,"všední",-0.5,"","",0,{"$f":"IF($K1454=\"\",0,$K1454/3600*1.2*1010*($L$1-(M$11/100*($L$1-$I1454)+$I1454)))","v":0},0,0,0,0,0,-0.5]
[null,null,"1999-03-02T01:30:00",3,2,2,2,"všední",-0.7,"","",0,0,0,0,0,0,0,-0.7]
[null,null,"1999-03-02T02:30:00",3,2,3,2,"všední",-1,"","",0,0,0,0,0,0,0,-1]
[null,null,"1999-03-02T03:30:00",3,2,4,2,"všední",-1.2,"","",0,0,0,0,0,0,0,-1.2]
[null,null,"1999-03-02T04:30:00",3,2,5,2,"všední",-2,"","",0,0,0,0,0,0,0,-2]
[null,null,"1999-03-02T05:30:00",3,2,6,2,"všední",-2.6,"","",0,0,0,0,0,0,0,-2.6]
[null,null,"1999-03-02T06:30:00",3,2,7,2,"všední",-2.4,"","",0,0,0,0,0,0,0,-2.4]
[null,null,"1999-03-02T07:30:00",3,2,8,2,"všední",-1.5,-1.5,162,1281.69,640.84500000000003,512.67600000000004,422.95769999999993,256.33799999999997,128.16899999999987,0,-1.5]
[null,null,"1999-03-02T08:30:00",3,2,9,2,"všední",-0.9,-0.9,324,2497.9319999999998,1248.9660000000001,999.17280000000017,824.31756000000007,499.5863999999998,249.7931999999999,0,-0.9]
[null,null,"1999-03-02T09:30:00",3,2,10,2,"všední",1.5,1.5,324,2236.14,1118.07,894.45600000000013,737.92619999999988,447.22799999999978,223.61400000000006,0,1.5]
[null,null,"1999-03-02T10:30:00",3,2,11,2,"všední",6.2,6.2,324,1723.4639999999999,861.73199999999986,689.38560000000007,568.74311999999986,344.69280000000003,172.34639999999982,0,6.2]
[null,null,"1999-03-02T11:30:00",3,2,12,2,"všední",10.5,10.5,324,1254.42,627.21,501.76800000000014,413.95860000000016,250.88399999999967,125.44199999999984,0,10.5]
[null,null,"1999-03-02T12:30:00",3,2,13,2,"všední",14.2,14.2,0,0,0,0,0,0,0,0,14.2]
[null,null,"1999-03-02T13:30:00",3,2,14,2,"všední",13.7,13.7,0,0,0,0,0,0,0,0,13.7]
[null,null,"1999-03-02T14:30:00",3,2,15,2,"všední",12.9,"","",0,0,0,0,0,0,0,12.9]
[null,null,"1999-03-02T15:30:00",3,2,16,2,"všední",12.4,"","",0,0,0,0,0,0,0,12.4]
[null,null,"1999-03-02T16:30:00",3,2,17,2,"všední",11.5,"","",0,{"$f":"IF($K1470=\"\",0,$K1470/3600*1.2*1010*($L$1-(M$11/100*($L$1-$I1470)+$I1470)))","v":0},0,0,0,0,0,11.5]
[null,null,"1999-03-02T17:30:00",3,2,18,2,"všední",6.4,"","",0,0,0,0,0,0,0,6.4]
[null,null,"1999-03-02T18:30:00",3,2,19,2,"všední",5.6,"","",0,0,0,0,0,0,0,5.6]
[null,null,"1999-03-02T19:30:00",3,2,20,2,"všední",5.3,"","",0,0,0,0,0,0,0,5.3]
[null,null,"1999-03-02T20:30:00",3,2,21,2,"všední",4.7,"","",0,0,0,0,0,0,0,4.7]
[null,null,"1999-03-02T21:30:00",3,2,22,2,"všední",4.4000000000000004,"","",0,0,0,0,0,0,0,4.4000000000000004]
[null,null,"1999-03-02T22:30:00",3,2,23,2,"všední",3.7,"","",0,0,0,0,0,0,0,3.7]
[null,null,"1999-03-02T23:30:00",3,2,24,2,"všední",2.9,"","",0,0,0,0,0,0,0,2.9]
[null,null,"1999-03-03T00:30:00",3,3,1,3,"všední",2.2000000000000002,"","",0,0,0,0,0,0,0,2.2000000000000002]
[null,null,"1999-03-03T01:30:00",3,3,2,3,"všední",2,"","",0,0,0,0,0,0,0,2]
[null,null,"1999-03-03T02:30:00",3,3,3,3,"všední",1.9,"","",0,0,0,0,0,0,0,1.9]
[null,null,"1999-03-03T03:30:00",3,3,4,3,"všední",1.7,"","",0,0,0,0,0,0,0,1.7]
[null,null,"1999-03-03T04:30:00",3,3,5,3,"všední",1.6,"","",0,0,0,0,0,0,0,1.6]
[null,null,"1999-03-03T05:30:00",3,3,6,3,"všední",2.2000000000000002,"","",0,0,0,0,0,0,0,2.2000000000000002]
[null,null,"1999-03-03T06:30:00",3,3,7,3,"všední",2.5,"","",0,0,0,0,0,0,0,2.5]
[null,null,"1999-03-03T07:30:00",3,3,8,3,"všední",2.8,2.8,162,1047.1679999999999,523.58400000000006,418.86719999999997,345.56543999999991,209.43359999999998,104.71679999999989,0,2.8]
[null,null,"1999-03-03T08:30:00",3,3,9,3,"všední",3.7,3.7,324,{"$f":"IF($K1486=\"\",0,$K1486/3600*1.2*1010*($L$1-(L$11*($L$1-$I1486)+$I1486)))","v":1996.164},{"$f":"IF($K1486=\"\",0,$K1486/3600*1.2*1010*($L$1-(M$11/100*($L$1-$I1486)+$I1486)))","v":998.08199999999988},798.46559999999999,658.73411999999973,399.2328,199.6163999999998,0,3.7]
[null,null,"1999-03-03T09:30:00",3,3,10,{"$f":"WEEKDAY(C1487-1)","v":3},{"$f":"IF(G1487=6,\"víkend\",IF(G1487=7,\"víkend\",IF(OR(D1487=7,D1487=8),\"prázdniny\",IF(AND(D1487=1,E1487=1),\"prázdniny\",\"všední\"))))","v":"všední"},5.0999999999999996,{"$f":"+IF(K1487=\"\",\"\",I1487)","v":5.0999999999999996},{"$f":"IF(OR(H1487=\"víkend\",H1487=\"prázdniny\"),\"\",IF(I1487>13,0,IF(OR(F1487<$E$5,F1487>$E$6),\"\",IF(OR(F1487=8,F1487=14),$L$4/2,$L$4))))","v":324},1843.4519999999998,921.72600000000011,737.38080000000014,608.33915999999977,368.6904000000003,184.34520000000015,0,5.0999999999999996]
[null,null,{"$f":"C1487+1/24","v":"1999-03-03T10:30:00"},3,3,11,3,"všední",5.6,5.6,324,1788.9119999999998,894.45600000000013,715.56480000000022,590.34095999999988,357.78240000000011,178.89120000000005,0,5.6]
[null,null,"1999-03-03T11:30:00",3,3,12,3,"všední",6.9,6.9,324,1647.1079999999999,823.55400000000009,658.84320000000014,543.54563999999971,329.42159999999996,164.71079999999978,0,6.9]
[null,null,"1999-03-03T12:30:00",3,3,13,3,"všední",7.8,7.8,324,1548.9359999999999,774.46800000000019,619.57439999999997,511.14887999999996,309.78719999999998,154.89360000000019,0,7.8]
[null,null,"1999-03-03T13:30:00",3,3,14,3,"všední",8.5,8.5,162,736.29,368.14499999999998,294.51599999999991,242.9756999999999,147.25799999999995,73.629000000000076,0,8.5]
[null,null,"1999-03-03T14:30:00",3,3,15,3,"všední",8.6999999999999993,"","",0,0,0,0,0,0,0,8.6999999999999993]
[null,null,"1999-03-03T15:30:00",3,3,16,3,"všední",8.3000000000000007,"","",0,0,0,0,0,0,0,8.3000000000000007]
[null,null,"1999-03-03T16:30:00",3,3,17,3,"všední",8.4,"","",0,0,0,0,0,0,0,8.4]
[null,null,"1999-03-03T17:30:00",3,3,18,3,"všední",8.1,"","",0,0,0,0,0,0,0,8.1]
[null,null,"1999-03-03T18:30:00",3,3,19,3,"všední",7.9,"","",0,0,0,0,0,0,0,7.9]
[null,null,"1999-03-03T19:30:00",3,3,20,3,"všední",8.1,"","",0,0,0,0,0,0,0,8.1]
[null,null,"1999-03-03T20:30:00",3,3,21,3,"všední",8.1,"","",0,0,0,0,0,0,0,8.1]
[null,null,"1999-03-03T21:30:00",3,3,22,3,"všední",7.5,"","",0,0,0,0,0,0,0,7.5]
[null,null,"1999-03-03T22:30:00",3,3,23,3,"všední",7.4,"","",0,0,0,0,0,0,0,7.4]
[null,null,"1999-03-03T23:30:00",3,3,24,3,"všední",7.2,"","",0,0,0,0,0,0,0,7.2]
[null,null,"1999-03-04T00:30:00",3,4,1,4,"všední",7.1,"","",0,{"$f":"IF($K1502=\"\",0,$K1502/3600*1.2*1010*($L$1-(M$11/100*($L$1-$I1502)+$I1502)))","v":0},0,0,0,0,0,7.1]
[null,null,"1999-03-04T01:30:00",3,4,2,4,"všední",7,"","",0,0,0,0,0,0,0,7]
[null,null,"1999-03-04T02:30:00",3,4,3,4,"všední",7,"","",0,0,0,0,0,0,0,7]
[null,null,"1999-03-04T03:30:00",3,4,4,4,"všední",6.9,"","",0,0,0,0,0,0,0,6.9]
[null,null,"1999-03-04T04:30:00",3,4,5,4,"všední",4.8,"","",0,0,0,0,0,0,0,4.8]
[null,null,"1999-03-04T05:30:00",3,4,6,4,"všední",5.5,"","",0,0,0,0,0,0,0,5.5]
[null,null,"1999-03-04T06:30:00",3,4,7,4,"všední",5,"","",0,0,0,0,0,0,0,5]
[null,null,"1999-03-04T07:30:00",3,4,8,4,"všední",5.6,5.6,162,894.4559999999999,447.22800000000007,357.78240000000011,295.17047999999994,178.89120000000005,89.445600000000027,0,5.6]
[null,null,"1999-03-04T08:30:00",3,4,9,4,"všední",7.7,7.7,324,1559.8440000000001,779.9219999999998,623.93759999999986,514.74851999999976,311.96879999999993,155.98439999999997,0,7.7]
[null,null,"1999-03-04T09:30:00",3,4,{"$f":"F1487","v":10},4,"všední",9.1,9.1,324,1407.1320000000001,703.56599999999992,562.8528,464.35355999999979,281.42639999999983,140.71319999999992,0,9.1]
[null,null,"1999-03-04T10:30:00",3,4,11,4,"všední",9.6,9.6,324,1352.5920000000001,676.29599999999994,541.03680000000008,446.35535999999985,270.51839999999964,135.25920000000022,0,9.6]
[null,null,"1999-03-04T11:30:00",3,4,12,4,"všední",11,11,324,1199.8799999999999,599.93999999999994,479.95199999999983,395.96039999999988,239.97599999999991,119.98800000000016,0,11]
[null,null,"1999-03-04T12:30:00",3,4,13,4,"všední",12,12,324,1090.8,545.4,436.32,359.96400000000006,218.16,109.08,0,12]
[null,null,"1999-03-04T13:30:00",3,4,14,4,"všední",12.7,12.7,162,507.22200000000004,253.6109999999999,202.88879999999995,167.38325999999995,101.44439999999997,50.722199999999987,0,12.7]
[null,null,"1999-03-04T14:30:00",3,4,15,4,"všední",13.1,13.1,0,0,0,0,0,0,0,0,13.1]
[null,null,"1999-03-04T15:30:00",3,4,16,4,"všední",13,"","",0,0,0,0,0,0,0,13]
[null,null,"1999-03-04T16:30:00",3,4,17,4,"všední",12.6,"","",0,{"$f":"IF($K1518=\"\",0,$K1518/3600*1.2*1010*($L$1-(M$11/100*($L$1-$I1518)+$I1518)))","v":0},0,0,0,0,0,12.6]
[null,null,"1999-03-04T17:30:00",3,4,18,4,"všední",11.5,"","",0,0,0,0,0,0,0,11.5]
[null,null,"1999-03-04T18:30:00",3,4,19,4,"všední",8.8000000000000007,"","",0,0,0,0,0,0,0,8.8000000000000007]
[null,null,"1999-03-04T19:30:00",3,4,20,4,"všední",7.6,"","",0,0,0,0,0,0,0,7.6]
[null,null,"1999-03-04T20:30:00",3,4,21,4,"všední",6.3,"","",0,0,0,0,0,0,0,6.3]
[null,null,"1999-03-04T21:30:00",3,4,22,4,"všední",5.7,"","",0,0,0,0,0,0,0,5.7]
[null,null,"1999-03-04T22:30:00",3,4,23,4,"všední",4.8,"","",0,0,0,0,0,0,0,4.8]
[null,null,"1999-03-04T23:30:00",3,4,24,4,"všední",3.9,"","",0,0,0,0,0,0,0,3.9]
[null,null,"1999-03-05T00:30:00",3,5,1,5,"všední",3,"","",0,0,0,0,0,0,0,3]
[null,null,"1999-03-05T01:30:00",3,5,2,5,"všední",2.2000000000000002,"","",0,0,0,0,0,0,0,2.2000000000000002]
[null,null,"1999-03-05T02:30:00",3,5,3,5,"všední",1.3,"","",0,0,0,0,0,0,0,1.3]
[null,null,"1999-03-05T03:30:00",3,5,4,5,"všední",0.5,"","",0,0,0,0,0,0,0,0.5]
[null,null,"1999-03-05T04:30:00",3,5,5,5,"všední",-0.5,"","",0,0,0,0,0,0,0,-0.5]
[null,null,"1999-03-05T05:30:00",3,5,6,5,"všední",-0.7,"","",0,0,0,0,0,0,0,-0.7]
[null,null,"1999-03-05T06:30:00",3,5,7,5,"všední",-0.3,"","",0,0,0,0,0,0,0,-0.3]
[null,null,"1999-03-05T07:30:00",3,5,8,5,"všední",1.3,1.3,162,1128.9779999999998,564.48899999999992,451.59119999999996,372.56273999999996,225.79560000000004,112.89780000000002,0,1.3]
[null,null,"1999-03-05T08:30:00",3,5,9,5,"všední",2.2000000000000002,2.2000000000000002,324,2159.7840000000001,{"$f":"IF($K1534=\"\",0,$K1534/3600*1.2*1010*($L$1-(M$11/100*($L$1-$I1534)+$I1534)))","v":1079.8919999999998},863.91359999999975,712.72871999999984,431.9567999999997,215.97840000000005,0,2.2000000000000002]
[null,null,"1999-03-05T09:30:00",3,5,10,5,"všední",5.8,5.8,324,1767.096,883.54800000000012,706.83839999999998,583.14167999999995,353.41919999999982,176.70960000000011,0,5.8]
[null,null,"1999-03-05T10:30:00",3,5,11,5,"všední",9.9,9.9,324,1319.8679999999999,659.93400000000008,527.94719999999995,435.55643999999984,263.9736000000002,131.9868000000001,0,9.9]
[null,null,"1999-03-05T11:30:00",3,5,12,5,"všední",10.4,10.4,324,1265.328,632.6640000000001,506.13120000000004,417.55823999999996,253.06560000000002,126.53280000000001,0,10.4]
[null,null,"1999-03-05T12:30:00",3,5,13,5,"všední",12.2,12.2,324,1068.9840000000002,534.49199999999985,427.59360000000015,352.76472000000018,213.79680000000008,106.89840000000004,0,12.2]
[null,null,"1999-03-05T13:30:00",3,5,14,5,"všední",12.6,12.6,162,512.67600000000004,256.33799999999997,205.07040000000009,169.18308000000002,102.53519999999995,51.267599999999874,0,12.6]
[null,null,"1999-03-05T14:30:00",3,5,15,5,"všední",13.2,13.2,0,0,0,0,0,0,0,0,13.2]
[null,null,"1999-03-05T15:30:00",3,5,16,5,"všední",13.2,13.2,0,0,0,0,0,0,0,0,13.2]
[null,null,"1999-03-05T16:30:00",3,5,17,5,"všední",12.6,"","",0,0,0,0,0,0,0,12.6]
[null,null,"1999-03-05T17:30:00",3,5,18,5,"všední",11.1,"","",0,0,0,0,0,0,0,11.1]
[null,null,"1999-03-05T18:30:00",3,5,19,5,"všední",9.8000000000000007,"","",0,0,0,0,0,0,0,9.8000000000000007]
[null,null,"1999-03-05T19:30:00",3,5,20,5,"všední",9,"","",0,0,0,0,0,0,0,9]
[null,null,"1999-03-05T20:30:00",3,5,21,5,"všední",8.1999999999999993,"","",0,0,0,0,0,0,0,8.1999999999999993]
[null,null,"1999-03-05T21:30:00",3,5,22,5,"všední",6.3,"","",0,0,0,0,0,0,0,6.3]
[null,null,"1999-03-05T22:30:00",3,5,23,5,"všední",5.7,"","",0,0,0,0,0,0,0,5.7]
[null,null,"1999-03-05T23:30:00",3,5,24,5,"všední",5.0999999999999996,"","",0,0,0,0,0,0,0,5.0999999999999996]
[null,null,"1999-03-06T00:30:00",3,6,1,6,"víkend",4.5,"","",{"$f":"IF($K1550=\"\",0,$K1550/3600*1.2*1010*($L$1-(L$11*($L$1-$I1550)+$I1550)))","v":0},{"$f":"IF($K1550=\"\",0,$K1550/3600*1.2*1010*($L$1-(M$11/100*($L$1-$I1550)+$I1550)))","v":0},0,0,0,0,0,4.5]
[null,null,"1999-03-06T01:30:00",3,6,2,{"$f":"WEEKDAY(C1551-1)","v":6},{"$f":"IF(G1551=6,\"víkend\",IF(G1551=7,\"víkend\",IF(OR(D1551=7,D1551=8),\"prázdniny\",IF(AND(D1551=1,E1551=1),\"prázdniny\",\"všední\"))))","v":"víkend"},4.2,{"$f":"+IF(K1551=\"\",\"\",I1551)","v":""},{"$f":"IF(OR(H1551=\"víkend\",H1551=\"prázdniny\"),\"\",IF(I1551>13,0,IF(OR(F1551<$E$5,F1551>$E$6),\"\",IF(OR(F1551=8,F1551=14),$L$4/2,$L$4))))","v":""},0,0,0,0,0,0,0,4.2]
[null,null,{"$f":"C1551+1/24","v":"1999-03-06T02:30:00"},3,6,3,6,"víkend",4,"","",0,0,0,0,0,0,0,4]
[null,null,"1999-03-06T03:30:00",3,6,4,6,"víkend",3.7,"","",0,0,0,0,0,0,0,3.7]
[null,null,"1999-03-06T04:30:00",3,6,5,6,"víkend",1.8,"","",0,0,0,0,0,0,0,1.8]
[null,null,"1999-03-06T05:30:00",3,6,6,6,"víkend",2.8,"","",0,0,0,0,0,0,0,2.8]
[null,null,"1999-03-06T06:30:00",3,6,7,6,"víkend",1.4,"","",0,0,0,0,0,0,0,1.4]
[null,null,"1999-03-06T07:30:00",3,6,8,6,"víkend",1.9,"","",0,0,0,0,0,0,0,1.9]
[null,null,"1999-03-06T08:30:00",3,6,9,6,"víkend",4,"","",0,0,0,0,0,0,0,4]
[null,null,"1999-03-06T09:30:00",3,6,10,6,"víkend",5.4,"","",0,0,0,0,0,0,0,5.4]
[null,null,"1999-03-06T10:30:00",3,6,11,6,"víkend",8.6999999999999993,"","",0,0,0,0,0,0,0,8.6999999999999993]
[null,null,"1999-03-06T11:30:00",3,6,12,6,"víkend",10.8,"","",0,0,0,0,0,0,0,10.8]
[null,null,"1999-03-06T12:30:00",3,6,13,6,"víkend",11.9,"","",0,0,0,0,0,0,0,11.9]
[null,null,"1999-03-06T13:30:00",3,6,14,6,"víkend",11.8,"","",0,0,0,0,0,0,0,11.8]
[null,null,"1999-03-06T14:30:00",3,6,15,6,"víkend",8,"","",0,0,0,0,0,0,0,8]
[null,null,"1999-03-06T15:30:00",3,6,16,6,"víkend",7.4,"","",0,0,0,0,0,0,0,7.4]
[null,null,"1999-03-06T16:30:00",3,6,17,6,"víkend",7.2,"","",0,{"$f":"IF($K1566=\"\",0,$K1566/3600*1.2*1010*($L$1-(M$11/100*($L$1-$I1566)+$I1566)))","v":0},0,0,0,0,0,7.2]
[null,null,"1999-03-06T17:30:00",3,6,18,6,"víkend",7.1,"","",0,0,0,0,0,0,0,7.1]
[null,null,"1999-03-06T18:30:00",3,6,19,6,"víkend",7.1,"","",0,0,0,0,0,0,0,7.1]
[null,null,"1999-03-06T19:30:00",3,6,20,6,"víkend",7.1,"","",0,0,0,0,0,0,0,7.1]
[null,null,"1999-03-06T20:30:00",3,6,21,6,"víkend",6.7,"","",0,0,0,0,0,0,0,6.7]
[null,null,"1999-03-06T21:30:00",3,6,22,6,"víkend",6.5,"","",0,0,0,0,0,0,0,6.5]
[null,null,"1999-03-06T22:30:00",3,6,23,6,"víkend",6.4,"","",0,0,0,0,0,0,0,6.4]
[null,null,"1999-03-06T23:30:00",3,6,24,6,"víkend",6.2,"","",0,0,0,0,0,0,0,6.2]
[null,null,"1999-03-07T00:30:00",3,7,1,7,"víkend",6.1,"","",0,0,0,0,0,0,0,6.1]
[null,null,"1999-03-07T01:30:00",3,7,{"$f":"F1551","v":2},7,"víkend",6,"","",0,0,0,0,0,0,0,6]
[null,null,"1999-03-07T02:30:00",3,7,3,7,"víkend",5.9,"","",0,0,0,0,0,0,0,5.9]
[null,null,"1999-03-07T03:30:00",3,7,4,7,"víkend",5.8,"","",0,0,0,0,0,0,0,5.8]
[null,null,"1999-03-07T04:30:00",3,7,5,7,"víkend",5.7,"","",0,0,0,0,0,0,0,5.7]
[null,null,"1999-03-07T05:30:00",3,7,6,7,"víkend",5.4,"","",0,0,0,0,0,0,0,5.4]
[null,null,"1999-03-07T06:30:00",3,7,7,7,"víkend",5.3,"","",0,0,0,0,0,0,0,5.3]
[null,null,"1999-03-07T07:30:00",3,7,8,7,"víkend",5,"","",0,0,0,0,0,0,0,5]
[null,null,"1999-03-07T08:30:00",3,7,9,7,"víkend",5,"","",0,{"$f":"IF($K1582=\"\",0,$K1582/3600*1.2*1010*($L$1-(M$11/100*($L$1-$I1582)+$I1582)))","v":0},0,0,0,0,0,5]
[null,null,"1999-03-07T09:30:00",3,7,10,7,"víkend",5,"","",0,0,0,0,0,0,0,5]
[null,null,"1999-03-07T10:30:00",3,7,11,7,"víkend",5.2,"","",0,0,0,0,0,0,0,5.2]
[null,null,"1999-03-07T11:30:00",3,7,12,7,"víkend",5.7,"","",0,0,0,0,0,0,0,5.7]
[null,null,"1999-03-07T12:30:00",3,7,13,7,"víkend",6.1,"","",0,0,0,0,0,0,0,6.1]
[null,null,"1999-03-07T13:30:00",3,7,14,7,"víkend",6.3,"","",0,0,0,0,0,0,0,6.3]
[null,null,"1999-03-07T14:30:00",3,7,15,7,"víkend",6.6,"","",0,0,0,0,0,0,0,6.6]
[null,null,"1999-03-07T15:30:00",3,7,16,7,"víkend",6.7,"","",0,0,0,0,0,0,0,6.7]
[null,null,"1999-03-07T16:30:00",3,7,17,7,"víkend",6.6,"","",0,0,0,0,0,0,0,6.6]
[null,null,"1999-03-07T17:30:00",3,7,18,7,"víkend",6.3,"","",0,0,0,0,0,0,0,6.3]
[null,null,"1999-03-07T18:30:00",3,7,19,7,"víkend",6.2,"","",0,0,0,0,0,0,0,6.2]
[null,null,"1999-03-07T19:30:00",3,7,20,7,"víkend",5.3,"","",0,0,0,0,0,0,0,5.3]
[null,null,"1999-03-07T20:30:00",3,7,21,7,"víkend",4.5,"","",0,0,0,0,0,0,0,4.5]
[null,null,"1999-03-07T21:30:00",3,7,22,7,"víkend",3.7,"","",0,0,0,0,0,0,0,3.7]
[null,null,"1999-03-07T22:30:00",3,7,23,7,"víkend",3.2,"","",0,0,0,0,0,0,0,3.2]
[null,null,"1999-03-07T23:30:00",3,7,24,7,"víkend",2.8,"","",0,0,0,0,0,0,0,2.8]
[null,null,"1999-03-08T00:30:00",3,8,1,1,"všední",2.2999999999999998,"","",0,{"$f":"IF($K1598=\"\",0,$K1598/3600*1.2*1010*($L$1-(M$11/100*($L$1-$I1598)+$I1598)))","v":0},0,0,0,0,0,2.2999999999999998]
[null,null,"1999-03-08T01:30:00",3,8,2,1,"všední",1.7,"","",0,0,0,0,0,0,0,1.7]
[null,null,"1999-03-08T02:30:00",3,8,3,1,"všední",1.2,"","",0,0,0,0,0,0,0,1.2]
[null,null,"1999-03-08T03:30:00",3,8,4,1,"všední",0.6,"","",0,0,0,0,0,0,0,0.6]
[null,null,"1999-03-08T04:30:00",3,8,5,1,"všední",0.2,"","",0,0,0,0,0,0,0,0.2]
[null,null,"1999-03-08T05:30:00",3,8,6,1,"všední",-0.1,"","",0,0,0,0,0,0,0,-0.1]
[null,null,"1999-03-08T06:30:00",3,8,7,1,"všední",0.6,"","",0,0,0,0,0,0,0,0.6]
[null,null,"1999-03-08T07:30:00",3,8,8,1,"všední",1.8,1.8,162,1101.7079999999999,550.85399999999993,440.6832,363.56363999999991,220.34159999999994,110.17079999999997,0,1.8]
[null,null,"1999-03-08T08:30:00",3,8,9,1,"všední",2.9,2.9,324,2083.4280000000003,1041.7139999999999,833.37119999999982,687.53123999999968,416.68560000000002,208.34280000000001,0,2.9]
[null,null,"1999-03-08T09:30:00",3,8,10,1,"všední",5.6,5.6,324,1788.9119999999998,894.45600000000013,715.56480000000022,590.34095999999988,357.78240000000011,178.89120000000005,0,5.6]
[null,null,"1999-03-08T10:30:00",3,8,11,1,"všední",7.5,7.5,324,1581.66,790.83,632.6640000000001,521.94780000000003,316.33199999999982,158.16599999999991,0,7.5]
[null,null,"1999-03-08T11:30:00",3,8,12,1,"všední",9,9,324,1418.04,709.02,567.21599999999989,467.95319999999992,283.60800000000017,141.80399999999969,0,9]
[null,null,"1999-03-08T12:30:00",3,8,13,1,"všední",9.6,9.6,324,1352.5920000000001,676.29599999999994,541.03680000000008,446.35535999999985,270.51839999999964,135.25920000000022,0,9.6]
[null,null,"1999-03-08T13:30:00",3,8,14,1,"všední",9.6,9.6,162,676.29600000000005,338.14799999999997,270.51840000000004,223.17767999999992,135.25919999999982,67.62960000000011,0,9.6]
[null,null,"1999-03-08T14:30:00",3,8,15,1,"všední",9.6999999999999993,"","",0,0,0,0,0,0,0,9.6999999999999993]
[null,null,"1999-03-08T15:30:00",3,8,16,1,"všední",9.4,"","",0,0,0,0,0,0,0,9.4]
[null,null,"1999-03-08T16:30:00",3,8,17,1,"všední",8.6,"","",{"$f":"IF($K1614=\"\",0,$K1614/3600*1.2*1010*($L$1-(L$11*($L$1-$I1614)+$I1614)))","v":0},{"$f":"IF($K1614=\"\",0,$K1614/3600*1.2*1010*($L$1-(M$11/100*($L$1-$I1614)+$I1614)))","v":0},0,0,0,0,0,8.6]
[null,null,"1999-03-08T17:30:00",3,8,18,{"$f":"WEEKDAY(C1615-1)","v":1},{"$f":"IF(G1615=6,\"víkend\",IF(G1615=7,\"víkend\",IF(OR(D1615=7,D1615=8),\"prázdniny\",IF(AND(D1615=1,E1615=1),\"prázdniny\",\"všední\"))))","v":"všední"},7,{"$f":"+IF(K1615=\"\",\"\",I1615)","v":""},{"$f":"IF(OR(H1615=\"víkend\",H1615=\"prázdniny\"),\"\",IF(I1615>13,0,IF(OR(F1615<$E$5,F1615>$E$6),\"\",IF(OR(F1615=8,F1615=14),$L$4/2,$L$4))))","v":""},0,0,0,0,0,0,0,7]
[null,null,{"$f":"C1615+1/24","v":"1999-03-08T18:30:00"},3,8,19,1,"všední",5.5,"","",0,0,0,0,0,0,0,5.5]
[null,null,"1999-03-08T19:30:00",3,8,20,1,"všední",4.4000000000000004,"","",0,0,0,0,0,0,0,4.4000000000000004]
[null,null,"1999-03-08T20:30:00",3,8,21,1,"všední",3.5,"","",0,0,0,0,0,0,0,3.5]
[null,null,"1999-03-08T21:30:00",3,8,22,1,"všední",3.2,"","",0,0,0,0,0,0,0,3.2]
[null,null,"1999-03-08T22:30:00",3,8,23,1,"všední",2.7,"","",0,0,0,0,0,0,0,2.7]
[null,null,"1999-03-08T23:30:00",3,8,24,1,"všední",2.1,"","",0,0,0,0,0,0,0,2.1]
[null,null,"1999-03-09T00:30:00",3,9,1,2,"všední",1.6,"","",0,0,0,0,0,0,0,1.6]
[null,null,"1999-03-09T01:30:00",3,9,2,2,"všední",1.1000000000000001,"","",0,0,0,0,0,0,0,1.1000000000000001]
[null,null,"1999-03-09T02:30:00",3,9,3,2,"všední",0.5,"","",0,0,0,0,0,0,0,0.5]
[null,null,"1999-03-09T03:30:00",3,9,4,2,"všední",0,"","",0,0,0,0,0,0,0,0]
[null,null,"1999-03-09T04:30:00",3,9,5,2,"všední",-0.6,"","",0,0,0,0,0,0,0,-0.6]
[null,null,"1999-03-09T05:30:00",3,9,6,2,"všední",-0.6,"","",0,0,0,0,0,0,0,-0.6]
[null,null,"1999-03-09T06:30:00",3,9,7,2,"všední",-0.6,"","",0,0,0,0,0,0,0,-0.6]
[null,null,"1999-03-09T07:30:00",3,9,8,2,"všední",-1,-1,162,1254.42,627.21,501.76800000000003,413.95859999999999,250.88399999999987,125.44200000000004,0,-1]
[null,null,"1999-03-09T08:30:00",3,9,9,2,"všední",1.7,1.7,324,2214.3240000000001,{"$f":"IF($K1630=\"\",0,$K1630/3600*1.2*1010*($L$1-(M$11/100*($L$1-$I1630)+$I1630)))","v":1107.162},885.72960000000012,730.72691999999995,442.86479999999983,221.43240000000011,0,1.7]
[null,null,"1999-03-09T09:30:00",3,9,10,2,"všední",4.3,4.3,324,1930.7159999999999,965.35800000000017,772.28640000000019,637.13628000000006,386.14319999999992,193.07159999999996,0,4.3]
[null,null,"1999-03-09T10:30:00",3,9,11,2,"všední",5.9,5.9,324,1756.1880000000001,878.09399999999982,702.47519999999997,579.54203999999982,351.23759999999987,175.61879999999994,0,5.9]
[null,null,"1999-03-09T11:30:00",3,9,12,2,"všední",6.6,6.6,324,1679.8320000000001,839.91599999999994,671.93280000000004,554.34456000000011,335.96639999999979,167.9831999999999,0,6.6]
[null,null,"1999-03-09T12:30:00",3,9,13,2,"všední",9,9,324,1418.04,709.02,567.21599999999989,467.95319999999992,283.60800000000017,141.80399999999969,0,9]
[null,null,"1999-03-09T13:30:00",3,9,14,2,"všední",9.8000000000000007,9.8000000000000007,162,665.38799999999992,332.69399999999996,266.15519999999992,219.57803999999999,133.07759999999988,66.538799999999938,0,9.8000000000000007]
[null,null,"1999-03-09T14:30:00",3,9,15,2,"všední",10.6,"","",0,0,0,0,0,0,0,10.6]
[null,null,"1999-03-09T15:30:00",3,9,16,2,"všední",10.8,"","",0,0,0,0,0,0,0,10.8]
[null,null,"1999-03-09T16:30:00",3,9,17,2,"všední",10.6,"","",0,0,0,0,0,0,0,10.6]
[null,null,"1999-03-09T17:30:00",3,9,{"$f":"F1615","v":18},2,"všední",9.5,"","",0,0,0,0,0,0,0,9.5]
[null,null,"1999-03-09T18:30:00",3,9,19,2,"všední",7.2,"","",0,0,0,0,0,0,0,7.2]
[null,null,"1999-03-09T19:30:00",3,9,20,2,"všední",6.2,"","",0,0,0,0,0,0,0,6.2]
[null,null,"1999-03-09T20:30:00",3,9,21,2,"všední",4.5999999999999996,"","",0,0,0,0,0,0,0,4.5999999999999996]
[null,null,"1999-03-09T21:30:00",3,9,22,2,"všední",3,"","",0,0,0,0,0,0,0,3]
[null,null,"1999-03-09T22:30:00",3,9,23,2,"všední",2.4,"","",0,0,0,0,0,0,0,2.4]
[null,null,"1999-03-09T23:30:00",3,9,24,2,"všední",1.8,"","",0,0,0,0,0,0,0,1.8]
[null,null,"1999-03-10T00:30:00",3,10,1,3,"všední",1.2,"","",0,{"$f":"IF($K1646=\"\",0,$K1646/3600*1.2*1010*($L$1-(M$11/100*($L$1-$I1646)+$I1646)))","v":0},0,0,0,0,0,1.2]
[null,null,"1999-03-10T01:30:00",3,10,2,3,"všední",0.1,"","",0,0,0,0,0,0,0,0.1]
[null,null,"1999-03-10T02:30:00",3,10,3,3,"všední",-0.9,"","",0,0,0,0,0,0,0,-0.9]
[null,null,"1999-03-10T03:30:00",3,10,4,3,"všední",-2,"","",0,0,0,0,0,0,0,-2]
[null,null,"1999-03-10T04:30:00",3,10,5,3,"všední",-2.5,"","",0,0,0,0,0,0,0,-2.5]
[null,null,"1999-03-10T05:30:00",3,10,6,3,"všední",-2.6,"","",0,0,0,0,0,0,0,-2.6]
[null,null,"1999-03-10T06:30:00",3,10,7,3,"všední",-2.9,"","",0,0,0,0,0,0,0,-2.9]
[null,null,"1999-03-10T07:30:00",3,10,8,3,"všední",-0.2,-0.2,162,1210.788,605.39400000000001,484.31520000000006,399.5600399999999,242.15759999999986,121.07879999999993,0,-0.2]
[null,null,"1999-03-10T08:30:00",3,10,9,3,"všední",3,3,324,2072.52,1036.26,829.00799999999992,683.93159999999989,414.50399999999968,207.25199999999984,0,3]
[null,null,"1999-03-10T09:30:00",3,10,10,3,"všední",5.6,5.6,324,1788.9119999999998,894.45600000000013,715.56480000000022,590.34095999999988,357.78240000000011,178.89120000000005,0,5.6]
[null,null,"1999-03-10T10:30:00",3,10,11,3,"všední",7.1,7.1,324,1625.2919999999999,812.64599999999996,650.11680000000013,536.34636000000012,325.05839999999966,162.5292000000002,0,7.1]
[null,null,"1999-03-10T11:30:00",3,10,12,3,"všední",8.3000000000000007,8.3000000000000007,324,1494.396,747.19799999999998,597.75840000000005,493.15068000000008,298.8791999999998,149.43959999999973,0,8.3000000000000007]
[null,null,"1999-03-10T12:30:00",3,10,13,3,"všední",10,10,324,1308.96,654.48,523.58400000000006,431.9568000000001,261.79199999999986,130.89599999999993,0,10]
[null,null,"1999-03-10T13:30:00",3,10,14,3,"všední",10.8,10.8,162,610.84799999999996,305.42400000000009,244.33920000000001,201.57983999999988,122.1696000000001,61.084799999999859,0,10.8]
[null,null,"1999-03-10T14:30:00",3,10,15,3,"všední",11.8,"","",0,0,0,0,0,0,0,11.8]
[null,null,"1999-03-10T15:30:00",3,10,16,3,"všední",11.7,"","",0,0,0,0,0,0,0,11.7]
[null,null,"1999-03-10T16:30:00",3,10,17,3,"všední",10.9,"","",0,{"$f":"IF($K1662=\"\",0,$K1662/3600*1.2*1010*($L$1-(M$11/100*($L$1-$I1662)+$I1662)))","v":0},0,0,0,0,0,10.9]
[null,null,"1999-03-10T17:30:00",3,10,18,3,"všední",8.6,"","",0,0,0,0,0,0,0,8.6]
[null,null,"1999-03-10T18:30:00",3,10,19,3,"všední",7.5,"","",0,0,0,0,0,0,0,7.5]
[null,null,"1999-03-10T19:30:00",3,10,20,3,"všední",5.6,"","",0,0,0,0,0,0,0,5.6]
[null,null,"1999-03-10T20:30:00",3,10,21,3,"všední",5.3,"","",0,0,0,0,0,0,0,5.3]
[null,null,"1999-03-10T21:30:00",3,10,22,3,"všední",4.4000000000000004,"","",0,0,0,0,0,0,0,4.4000000000000004]
[null,null,"1999-03-10T22:30:00",3,10,23,3,"všední",3.9,"","",0,0,0,0,0,0,0,3.9]
[null,null,"1999-03-10T23:30:00",3,10,24,3,"všední",3.3,"","",0,0,0,0,0,0,0,3.3]
[null,null,"1999-03-11T00:30:00",3,11,1,4,"všední",2.8,"","",0,0,0,0,0,0,0,2.8]
[null,null,"1999-03-11T01:30:00",3,11,2,4,"všední",2.2999999999999998,"","",0,0,0,0,0,0,0,2.2999999999999998]
[null,null,"1999-03-11T02:30:00",3,11,3,4,"všední",1.9,"","",0,0,0,0,0,0,0,1.9]
[null,null,"1999-03-11T03:30:00",3,11,4,4,"všední",1.4,"","",0,0,0,0,0,0,0,1.4]
[null,null,"1999-03-11T04:30:00",3,11,5,4,"všední",2,"","",0,0,0,0,0,0,0,2]
[null,null,"1999-03-11T05:30:00",3,11,6,4,"všední",1.6,"","",0,0,0,0,0,0,0,1.6]
[null,null,"1999-03-11T06:30:00",3,11,7,4,"všední",1.8,"","",0,0,0,0,0,0,0,1.8]
[null,null,"1999-03-11T07:30:00",3,11,8,4,"všední",2.5,2.5,162,1063.53,531.76499999999999,425.41200000000003,350.96489999999994,212.70599999999993,106.35299999999997,0,2.5]
[null,null,"1999-03-11T08:30:00",3,11,9,4,"všední",3,3,324,{"$f":"IF($K1678=\"\",0,$K1678/3600*1.2*1010*($L$1-(L$11*($L$1-$I1678)+$I1678)))","v":2072.52},{"$f":"IF($K1678=\"\",0,$K1678/3600*1.2*1010*($L$1-(M$11/100*($L$1-$I1678)+$I1678)))","v":1036.26},829.00799999999992,683.93159999999989,414.50399999999968,207.25199999999984,0,3]
[null,null,"1999-03-11T09:30:00",3,11,10,{"$f":"WEEKDAY(C1679-1)","v":4},{"$f":"IF(G1679=6,\"víkend\",IF(G1679=7,\"víkend\",IF(OR(D1679=7,D1679=8),\"prázdniny\",IF(AND(D1679=1,E1679=1),\"prázdniny\",\"všední\"))))","v":"všední"},4.4000000000000004,{"$f":"+IF(K1679=\"\",\"\",I1679)","v":4.4000000000000004},{"$f":"IF(OR(H1679=\"víkend\",H1679=\"prázdniny\"),\"\",IF(I1679>13,0,IF(OR(F1679<$E$5,F1679>$E$6),\"\",IF(OR(F1679=8,F1679=14),$L$4/2,$L$4))))","v":324},1919.8080000000002,959.90399999999988,767.92319999999995,633.53663999999992,383.96159999999958,191.98079999999979,0,4.4000000000000004]
[null,null,{"$f":"C1679+1/24","v":"1999-03-11T10:30:00"},3,11,11,4,"všední",5,5,324,1854.36,927.18,741.74400000000003,611.9387999999999,370.87199999999984,185.43599999999992,0,5]
[null,null,"1999-03-11T11:30:00",3,11,12,4,"všední",6.3,6.3,324,1712.5559999999998,856.27800000000013,685.02240000000006,565.14348000000007,342.51120000000003,171.25560000000002,0,6.3]
[null,null,"1999-03-11T12:30:00",3,11,13,4,"všední",7.5,7.5,324,1581.66,790.83,632.6640000000001,521.94780000000003,316.33199999999982,158.16599999999991,0,7.5]
[null,null,"1999-03-11T13:30:00",3,11,14,4,"všední",7.6,7.6,162,785.37599999999998,392.68799999999993,314.15039999999988,259.17407999999995,157.07519999999994,78.53759999999987,0,7.6]
[null,null,"1999-03-11T14:30:00",3,11,15,4,"všední",7.4,"","",0,0,0,0,0,0,0,7.4]
[null,null,"1999-03-11T15:30:00",3,11,16,4,"všední",6.9,"","",0,0,0,0,0,0,0,6.9]
[null,null,"1999-03-11T16:30:00",3,11,17,4,"všední",6.7,"","",0,0,0,0,0,0,0,6.7]
[null,null,"1999-03-11T17:30:00",3,11,18,4,"všední",6.1,"","",0,0,0,0,0,0,0,6.1]
[null,null,"1999-03-11T18:30:00",3,11,19,4,"všední",4.7,"","",0,0,0,0,0,0,0,4.7]
[null,null,"1999-03-11T19:30:00",3,11,20,4,"všední",4.2,"","",0,0,0,0,0,0,0,4.2]
[null,null,"1999-03-11T20:30:00",3,11,21,4,"všední",3.8,"","",0,0,0,0,0,0,0,3.8]
[null,null,"1999-03-11T21:30:00",3,11,22,4,"všední",3.2,"","",0,0,0,0,0,0,0,3.2]
[null,null,"1999-03-11T22:30:00",3,11,23,4,"všední",3.5,"","",0,0,0,0,0,0,0,3.5]
[null,null,"1999-03-11T23:30:00",3,11,24,4,"všední",3.9,"","",0,0,0,0,0,0,0,3.9]
[null,null,"1999-03-12T00:30:00",3,12,1,5,"všední",4.2,"","",0,{"$f":"IF($K1694=\"\",0,$K1694/3600*1.2*1010*($L$1-(M$11/100*($L$1-$I1694)+$I1694)))","v":0},0,0,0,0,0,4.2]
[null,null,"1999-03-12T01:30:00",3,12,2,5,"všední",3.6,"","",0,0,0,0,0,0,0,3.6]
[null,null,"1999-03-12T02:30:00",3,12,3,5,"všední",3.1,"","",0,0,0,0,0,0,0,3.1]
[null,null,"1999-03-12T03:30:00",3,12,4,5,"všední",2.5,"","",0,0,0,0,0,0,0,2.5]
[null,null,"1999-03-12T04:30:00",3,12,5,5,"všední",2.4,"","",0,0,0,0,0,0,0,2.4]
[null,null,"1999-03-12T05:30:00",3,12,6,5,"všední",2.4,"","",0,0,0,0,0,0,0,2.4]
[null,null,"1999-03-12T06:30:00",3,12,7,5,"všední",2.8,"","",0,0,0,0,0,0,0,2.8]
[null,null,"1999-03-12T07:30:00",3,12,8,5,"všední",3.5,3.5,162,1008.99,504.495,403.596,332.96669999999995,201.79799999999994,100.89899999999989,0,3.5]
[null,null,"1999-03-12T08:30:00",3,12,9,5,"všední",5,5,324,1854.36,927.18,741.74400000000003,611.9387999999999,370.87199999999984,185.43599999999992,0,5]
[null,null,"1999-03-12T09:30:00",3,12,{"$f":"F1679","v":10},5,"všední",5.0999999999999996,5.0999999999999996,324,1843.4519999999998,921.72600000000011,737.38080000000014,608.33915999999977,368.6904000000003,184.34520000000015,0,5.0999999999999996]
[null,null,"1999-03-12T10:30:00",3,12,11,5,"všední",7,7,324,1636.2,818.1,654.48,539.94599999999991,327.24,163.62,0,7]
[null,null,"1999-03-12T11:30:00",3,12,12,5,"všední",8.6,8.6,324,1461.672,730.8359999999999,584.66879999999992,482.35175999999967,292.33439999999996,146.16719999999998,0,8.6]
[null,null,"1999-03-12T12:30:00",3,12,13,5,"všední",8.1,8.1,324,1516.212,758.10599999999988,606.48480000000029,500.34995999999995,303.24240000000015,151.62120000000007,0,8.1]
[null,null,"1999-03-12T13:30:00",3,12,14,5,"všední",8,8,162,763.56,381.78,305.42400000000009,251.97479999999985,152.71199999999985,76.355999999999923,0,8]
[null,null,"1999-03-12T14:30:00",3,12,15,5,"všední",8.1999999999999993,"","",0,0,0,0,0,0,0,8.1999999999999993]
[null,null,"1999-03-12T15:30:00",3,12,16,5,"všední",6.8,"","",0,0,0,0,0,0,0,6.8]
[null,null,"1999-03-12T16:30:00",3,12,17,5,"všední",6.9,"","",0,{"$f":"IF($K1710=\"\",0,$K1710/3600*1.2*1010*($L$1-(M$11/100*($L$1-$I1710)+$I1710)))","v":0},0,0,0,0,0,6.9]
[null,null,"1999-03-12T17:30:00",3,12,18,5,"všední",6.8,"","",0,0,0,0,0,0,0,6.8]
[null,null,"1999-03-12T18:30:00",3,12,19,5,"všední",6.8,"","",0,0,0,0,0,0,0,6.8]
[null,null,"1999-03-12T19:30:00",3,12,20,5,"všední",6.6,"","",0,0,0,0,0,0,0,6.6]
[null,null,"1999-03-12T20:30:00",3,12,21,5,"všední",7,"","",0,0,0,0,0,0,0,7]
[null,null,"1999-03-12T21:30:00",3,12,22,5,"všední",7,"","",0,0,0,0,0,0,0,7]
[null,null,"1999-03-12T22:30:00",3,12,23,5,"všední",6.9,"","",0,0,0,0,0,0,0,6.9]
[null,null,"1999-03-12T23:30:00",3,12,24,5,"všední",6.7,"","",0,0,0,0,0,0,0,6.7]
[null,null,"1999-03-13T00:30:00",3,13,1,6,"víkend",6.6,"","",0,0,0,0,0,0,0,6.6]
[null,null,"1999-03-13T01:30:00",3,13,2,6,"víkend",6.9,"","",0,0,0,0,0,0,0,6.9]
[null,null,"1999-03-13T02:30:00",3,13,3,6,"víkend",7.2,"","",0,0,0,0,0,0,0,7.2]
[null,null,"1999-03-13T03:30:00",3,13,4,6,"víkend",7.5,"","",0,0,0,0,0,0,0,7.5]
[null,null,"1999-03-13T04:30:00",3,13,5,6,"víkend",7.6,"","",0,0,0,0,0,0,0,7.6]
[null,null,"1999-03-13T05:30:00",3,13,6,6,"víkend",7.7,"","",0,0,0,0,0,0,0,7.7]
[null,null,"1999-03-13T06:30:00",3,13,7,6,"víkend",7.6,"","",0,0,0,0,0,0,0,7.6]
[null,null,"1999-03-13T07:30:00",3,13,8,6,"víkend",7.9,"","",0,0,0,0,0,0,0,7.9]
[null,null,"1999-03-13T08:30:00",3,13,9,6,"víkend",8.5,"","",0,{"$f":"IF($K1726=\"\",0,$K1726/3600*1.2*1010*($L$1-(M$11/100*($L$1-$I1726)+$I1726)))","v":0},0,0,0,0,0,8.5]
[null,null,"1999-03-13T09:30:00",3,13,10,6,"víkend",8.6999999999999993,"","",0,0,0,0,0,0,0,8.6999999999999993]
[null,null,"1999-03-13T10:30:00",3,13,11,6,"víkend",9.4,"","",0,0,0,0,0,0,0,9.4]
[null,null,"1999-03-13T11:30:00",3,13,12,6,"víkend",9.4,"","",0,0,0,0,0,0,0,9.4]
[null,null,"1999-03-13T12:30:00",3,13,13,6,"víkend",9.6999999999999993,"","",0,0,0,0,0,0,0,9.6999999999999993]
[null,null,"1999-03-13T13:30:00",3,13,14,6,"víkend",10,"","",0,0,0,0,0,0,0,10]
[null,null,"1999-03-13T14:30:00",3,13,15,6,"víkend",9.4,"","",0,0,0,0,0,0,0,9.4]
[null,null,"1999-03-13T15:30:00",3,13,16,6,"víkend",9.5,"","",0,0,0,0,0,0,0,9.5]
[null,null,"1999-03-13T16:30:00",3,13,17,6,"víkend",9.4,"","",0,0,0,0,0,0,0,9.4]
[null,null,"1999-03-13T17:30:00",3,13,18,6,"víkend",7.6,"","",0,0,0,0,0,0,0,7.6]
[null,null,"1999-03-13T18:30:00",3,13,19,6,"víkend",7,"","",0,0,0,0,0,0,0,7]
[null,null,"1999-03-13T19:30:00",3,13,20,6,"víkend",7.1,"","",0,0,0,0,0,0,0,7.1]
[null,null,"1999-03-13T20:30:00",3,13,21,6,"víkend",1.4,"","",0,0,0,0,0,0,0,1.4]
[null,null,"1999-03-13T21:30:00",3,13,22,6,"víkend",1.2,"","",0,0,0,0,0,0,0,1.2]
[null,null,"1999-03-13T22:30:00",3,13,23,6,"víkend",1.4,"","",0,0,0,0,0,0,0,1.4]
[null,null,"1999-03-13T23:30:00",3,13,24,6,"víkend",1.6,"","",0,0,0,0,0,0,0,1.6]
[null,null,"1999-03-14T00:30:00",3,14,1,7,"víkend",1.8,"","",{"$f":"IF($K1742=\"\",0,$K1742/3600*1.2*1010*($L$1-(L$11*($L$1-$I1742)+$I1742)))","v":0},{"$f":"IF($K1742=\"\",0,$K1742/3600*1.2*1010*($L$1-(M$11/100*($L$1-$I1742)+$I1742)))","v":0},0,0,0,0,0,1.8]
[null,null,"1999-03-14T01:30:00",3,14,2,{"$f":"WEEKDAY(C1743-1)","v":7},{"$f":"IF(G1743=6,\"víkend\",IF(G1743=7,\"víkend\",IF(OR(D1743=7,D1743=8),\"prázdniny\",IF(AND(D1743=1,E1743=1),\"prázdniny\",\"všední\"))))","v":"víkend"},1.5,{"$f":"+IF(K1743=\"\",\"\",I1743)","v":""},{"$f":"IF(OR(H1743=\"víkend\",H1743=\"prázdniny\"),\"\",IF(I1743>13,0,IF(OR(F1743<$E$5,F1743>$E$6),\"\",IF(OR(F1743=8,F1743=14),$L$4/2,$L$4))))","v":""},0,0,0,0,0,0,0,1.5]
[null,null,{"$f":"C1743+1/24","v":"1999-03-14T02:30:00"},3,14,3,7,"víkend",1.3,"","",0,0,0,0,0,0,0,1.3]
[null,null,"1999-03-14T03:30:00",3,14,4,7,"víkend",1,"","",0,0,0,0,0,0,0,1]
[null,null,"1999-03-14T04:30:00",3,14,5,7,"víkend",0.4,"","",0,0,0,0,0,0,0,0.4]
[null,null,"1999-03-14T05:30:00",3,14,6,7,"víkend",1.2,"","",0,0,0,0,0,0,0,1.2]
[null,null,"1999-03-14T06:30:00",3,14,7,7,"víkend",0.9,"","",0,0,0,0,0,0,0,0.9]
[null,null,"1999-03-14T07:30:00",3,14,8,7,"víkend",1.4,"","",0,0,0,0,0,0,0,1.4]
[null,null,"1999-03-14T08:30:00",3,14,9,7,"víkend",2.1,"","",0,0,0,0,0,0,0,2.1]
[null,null,"1999-03-14T09:30:00",3,14,10,7,"víkend",1.9,"","",0,0,0,0,0,0,0,1.9]
[null,null,"1999-03-14T10:30:00",3,14,11,7,"víkend",3.6,"","",0,0,0,0,0,0,0,3.6]
[null,null,"1999-03-14T11:30:00",3,14,12,7,"víkend",4.2,"","",0,0,0,0,0,0,0,4.2]
[null,null,"1999-03-14T12:30:00",3,14,13,7,"víkend",4.0999999999999996,"","",0,0,0,0,0,0,0,4.0999999999999996]
[null,null,"1999-03-14T13:30:00",3,14,14,7,"víkend",4,"","",0,0,0,0,0,0,0,4]
[null,null,"1999-03-14T14:30:00",3,14,15,7,"víkend",2.8,"","",0,0,0,0,0,0,0,2.8]
[null,null,"1999-03-14T15:30:00",3,14,16,7,"víkend",2.7,"","",0,0,0,0,0,0,0,2.7]
[null,null,"1999-03-14T16:30:00",3,14,17,7,"víkend",2.7,"","",0,{"$f":"IF($K1758=\"\",0,$K1758/3600*1.2*1010*($L$1-(M$11/100*($L$1-$I1758)+$I1758)))","v":0},0,0,0,0,0,2.7]
[null,null,"1999-03-14T17:30:00",3,14,18,7,"víkend",1.9,"","",0,0,0,0,0,0,0,1.9]
[null,null,"1999-03-14T18:30:00",3,14,19,7,"víkend",0,"","",0,0,0,0,0,0,0,0]
[null,null,"1999-03-14T19:30:00",3,14,20,7,"víkend",-0.1,"","",0,0,0,0,0,0,0,-0.1]
[null,null,"1999-03-14T20:30:00",3,14,21,7,"víkend",-0.8,"","",0,0,0,0,0,0,0,-0.8]
[null,null,"1999-03-14T21:30:00",3,14,22,7,"víkend",0,"","",0,0,0,0,0,0,0,0]
[null,null,"1999-03-14T22:30:00",3,14,23,7,"víkend",0.2,"","",0,0,0,0,0,0,0,0.2]
[null,null,"1999-03-14T23:30:00",3,14,24,7,"víkend",0.5,"","",0,0,0,0,0,0,0,0.5]
[null,null,"1999-03-15T00:30:00",3,15,1,1,"všední",0.7,"","",0,0,0,0,0,0,0,0.7]
[null,null,"1999-03-15T01:30:00",3,15,{"$f":"F1743","v":2},1,"všední",0.7,"","",0,0,0,0,0,0,0,0.7]
[null,null,"1999-03-15T02:30:00",3,15,3,1,"všední",0.8,"","",0,0,0,0,0,0,0,0.8]
[null,null,"1999-03-15T03:30:00",3,15,4,1,"všední",0.8,"","",0,0,0,0,0,0,0,0.8]
[null,null,"1999-03-15T04:30:00",3,15,5,1,"všední",1.3,"","",0,0,0,0,0,0,0,1.3]
[null,null,"1999-03-15T05:30:00",3,15,6,1,"všední",1.6,"","",0,0,0,0,0,0,0,1.6]
[null,null,"1999-03-15T06:30:00",3,15,7,1,"všední",1.8,"","",0,0,0,0,0,0,0,1.8]
[null,null,"1999-03-15T07:30:00",3,15,8,1,"všední",2.8,2.8,162,1047.1679999999999,523.58400000000006,418.86719999999997,345.56543999999991,209.43359999999998,104.71679999999989,0,2.8]
[null,null,"1999-03-15T08:30:00",3,15,9,1,"všední",3.1,3.1,324,2061.6119999999996,{"$f":"IF($K1774=\"\",0,$K1774/3600*1.2*1010*($L$1-(M$11/100*($L$1-$I1774)+$I1774)))","v":1030.806},824.64480000000026,680.33195999999998,412.32240000000013,206.16120000000006,0,3.1]
[null,null,"1999-03-15T09:30:00",3,15,10,1,"všední",3.4,3.4,324,2028.8880000000001,1014.4439999999998,811.5551999999999,669.5330399999998,405.77759999999989,202.88879999999995,0,3.4]
[null,null,"1999-03-15T10:30:00",3,15,11,1,"všední",3.9,3.9,324,1974.3480000000002,987.17399999999986,789.73919999999987,651.53483999999992,394.86959999999971,197.43479999999985,0,3.9]
[null,null,"1999-03-15T11:30:00",3,15,12,1,"všední",3.2,3.2,324,2050.7040000000002,1025.3519999999999,820.28159999999991,676.73231999999962,410.14079999999979,205.07039999999989,0,3.2]
[null,null,"1999-03-15T12:30:00",3,15,13,1,"všední",2.7,2.7,324,2105.2440000000001,1052.6219999999998,842.09759999999983,694.73051999999996,421.04879999999991,210.52439999999996,0,2.7]
[null,null,"1999-03-15T13:30:00",3,15,14,1,"všední",3.3,3.3,162,1019.8979999999999,509.94900000000007,407.95920000000001,336.56633999999997,203.97959999999992,101.98980000000006,0,3.3]
[null,null,"1999-03-15T14:30:00",3,15,15,1,"všední",2.7,"","",0,0,0,0,0,0,0,2.7]
[null,null,"1999-03-15T15:30:00",3,15,16,1,"všední",3.1,"","",0,0,0,0,0,0,0,3.1]
[null,null,"1999-03-15T16:30:00",3,15,17,1,"všední",2.2999999999999998,"","",0,0,0,0,0,0,0,2.2999999999999998]
[null,null,"1999-03-15T17:30:00",3,15,18,1,"všední",1.7,"","",0,0,0,0,0,0,0,1.7]
[null,null,"1999-03-15T18:30:00",3,15,19,1,"všední",1,"","",0,0,0,0,0,0,0,1]
[null,null,"1999-03-15T19:30:00",3,15,20,1,"všední",1.2,"","",0,0,0,0,0,0,0,1.2]
[null,null,"1999-03-15T20:30:00",3,15,21,1,"všední",1.6,"","",0,0,0,0,0,0,0,1.6]
[null,null,"1999-03-15T21:30:00",3,15,22,1,"všední",1.4,"","",0,0,0,0,0,0,0,1.4]
[null,null,"1999-03-15T22:30:00",3,15,23,1,"všední",1,"","",0,0,0,0,0,0,0,1]
[null,null,"1999-03-15T23:30:00",3,15,24,1,"všední",0.6,"","",0,0,0,0,0,0,0,0.6]
[null,null,"1999-03-16T00:30:00",3,16,1,2,"všední",0.2,"","",0,{"$f":"IF($K1790=\"\",0,$K1790/3600*1.2*1010*($L$1-(M$11/100*($L$1-$I1790)+$I1790)))","v":0},0,0,0,0,0,0.2]
[null,null,"1999-03-16T01:30:00",3,16,2,2,"všední",0.2,"","",0,0,0,0,0,0,0,0.2]
[null,null,"1999-03-16T02:30:00",3,16,3,2,"všední",0.3,"","",0,0,0,0,0,0,0,0.3]
[null,null,"1999-03-16T03:30:00",3,16,4,2,"všední",0.3,"","",0,0,0,0,0,0,0,0.3]
[null,null,"1999-03-16T04:30:00",3,16,5,2,"všední",0.9,"","",0,0,0,0,0,0,0,0.9]
[null,null,"1999-03-16T05:30:00",3,16,6,2,"všední",1,"","",0,0,0,0,0,0,0,1]
[null,null,"1999-03-16T06:30:00",3,16,7,2,"všední",0.2,"","",0,0,0,0,0,0,0,0.2]
[null,null,"1999-03-16T07:30:00",3,16,8,2,"všední",0.1,0.1,162,1194.4259999999999,597.21300000000008,477.77040000000005,394.16058000000004,238.88519999999994,119.44259999999987,0,0.1]
[null,null,"1999-03-16T08:30:00",3,16,9,2,"všední",1.2,1.2,324,2268.864,1134.432,907.54560000000004,748.72511999999983,453.77280000000002,226.88639999999981,0,1.2]
[null,null,"1999-03-16T09:30:00",3,16,10,2,"všední",3.1,3.1,324,2061.6119999999996,1030.806,824.64480000000026,680.33195999999998,412.32240000000013,206.16120000000006,0,3.1]
[null,null,"1999-03-16T10:30:00",3,16,11,2,"všední",2.2000000000000002,2.2000000000000002,324,2159.7840000000001,1079.8919999999998,863.91359999999975,712.72871999999984,431.9567999999997,215.97840000000005,0,2.2000000000000002]
[null,null,"1999-03-16T11:30:00",3,16,12,2,"všední",4.5,4.5,324,1908.8999999999999,954.44999999999993,763.56,629.93699999999978,381.78,190.89,0,4.5]
[null,null,"1999-03-16T12:30:00",3,16,13,2,"všední",1.6,1.6,324,2225.232,1112.616,890.09280000000024,734.32656000000009,445.04639999999984,222.52319999999992,0,1.6]
[null,null,"1999-03-16T13:30:00",3,16,14,2,"všední",4.0999999999999996,4.0999999999999996,162,976.26599999999996,488.13300000000004,390.5064000000001,322.16777999999999,195.25319999999991,97.626599999999954,0,4.0999999999999996]
[null,null,"1999-03-16T14:30:00",3,16,15,2,"všední",4.8,"","",0,0,0,0,0,0,0,4.8]
[null,null,"1999-03-16T15:30:00",3,16,16,2,"všední",4.2,"","",0,0,0,0,0,0,0,4.2]
[null,null,"1999-03-16T16:30:00",3,16,17,2,"všední",3.2,"","",{"$f":"IF($K1806=\"\",0,$K1806/3600*1.2*1010*($L$1-(L$11*($L$1-$I1806)+$I1806)))","v":0},{"$f":"IF($K1806=\"\",0,$K1806/3600*1.2*1010*($L$1-(M$11/100*($L$1-$I1806)+$I1806)))","v":0},0,0,0,0,0,3.2]
[null,null,"1999-03-16T17:30:00",3,16,18,{"$f":"WEEKDAY(C1807-1)","v":2},{"$f":"IF(G1807=6,\"víkend\",IF(G1807=7,\"víkend\",IF(OR(D1807=7,D1807=8),\"prázdniny\",IF(AND(D1807=1,E1807=1),\"prázdniny\",\"všední\"))))","v":"všední"},2.6,{"$f":"+IF(K1807=\"\",\"\",I1807)","v":""},{"$f":"IF(OR(H1807=\"víkend\",H1807=\"prázdniny\"),\"\",IF(I1807>13,0,IF(OR(F1807<$E$5,F1807>$E$6),\"\",IF(OR(F1807=8,F1807=14),$L$4/2,$L$4))))","v":""},0,0,0,0,0,0,0,2.6]
[null,null,{"$f":"C1807+1/24","v":"1999-03-16T18:30:00"},3,16,19,2,"všední",1.8,"","",0,0,0,0,0,0,0,1.8]
[null,null,"1999-03-16T19:30:00",3,16,20,2,"všední",1.8,"","",0,0,0,0,0,0,0,1.8]
[null,null,"1999-03-16T20:30:00",3,16,21,2,"všední",0.6,"","",0,0,0,0,0,0,0,0.6]
[null,null,"1999-03-16T21:30:00",3,16,22,2,"všední",0.1,"","",0,0,0,0,0,0,0,0.1]
[null,null,"1999-03-16T22:30:00",3,16,23,2,"všední",0,"","",0,0,0,0,0,0,0,0]
[null,null,"1999-03-16T23:30:00",3,16,24,2,"všední",-0.2,"","",0,0,0,0,0,0,0,-0.2]
[null,null,"1999-03-17T00:30:00",3,17,1,3,"všední",-0.3,"","",0,0,0,0,0,0,0,-0.3]
[null,null,"1999-03-17T01:30:00",3,17,2,3,"všední",-0.4,"","",0,0,0,0,0,0,0,-0.4]
[null,null,"1999-03-17T02:30:00",3,17,3,3,"všední",-0.5,"","",0,0,0,0,0,0,0,-0.5]
[null,null,"1999-03-17T03:30:00",3,17,4,3,"všední",-0.6,"","",0,0,0,0,0,0,0,-0.6]
[null,null,"1999-03-17T04:30:00",3,17,5,3,"všední",-0.8,"","",0,0,0,0,0,0,0,-0.8]
[null,null,"1999-03-17T05:30:00",3,17,6,3,"všední",-1,"","",0,0,0,0,0,0,0,-1]
[null,null,"1999-03-17T06:30:00",3,17,7,3,"všední",-0.8,"","",0,0,0,0,0,0,0,-0.8]
[null,null,"1999-03-17T07:30:00",3,17,8,3,"všední",1.3,1.3,162,1128.9779999999998,564.48899999999992,451.59119999999996,372.56273999999996,225.79560000000004,112.89780000000002,0,1.3]
[null,null,"1999-03-17T08:30:00",3,17,9,3,"všední",2.8,2.8,324,2094.3359999999998,{"$f":"IF($K1822=\"\",0,$K1822/3600*1.2*1010*($L$1-(M$11/100*($L$1-$I1822)+$I1822)))","v":1047.1680000000001},837.73439999999994,691.13087999999982,418.86719999999997,209.43359999999979,0,2.8]
[null,null,"1999-03-17T09:30:00",3,17,10,3,"všední",3.4,3.4,324,2028.8880000000001,1014.4439999999998,811.5551999999999,669.5330399999998,405.77759999999989,202.88879999999995,0,3.4]
[null,null,"1999-03-17T10:30:00",3,17,11,3,"všední",5.2,5.2,324,1832.5440000000001,916.27199999999982,733.0175999999999,604.73951999999963,366.50879999999995,183.25439999999998,0,5.2]
[null,null,"1999-03-17T11:30:00",3,17,12,3,"všední",6,6,324,1745.28,872.64,698.11200000000008,575.94240000000013,349.05599999999993,174.52800000000016,0,6]
[null,null,"1999-03-17T12:30:00",3,17,13,3,"všední",5.6,5.6,324,1788.9119999999998,894.45600000000013,715.56480000000022,590.34095999999988,357.78240000000011,178.89120000000005,0,5.6]
[null,null,"1999-03-17T13:30:00",3,17,14,3,"všední",6.1,6.1,162,867.18600000000004,433.59299999999996,346.87440000000004,286.17138,173.43719999999999,86.718599999999995,0,6.1]
[null,null,"1999-03-17T14:30:00",3,17,15,3,"všední",6.6,"","",0,0,0,0,0,0,0,6.6]
[null,null,"1999-03-17T15:30:00",3,17,16,3,"všední",6.7,"","",0,0,0,0,0,0,0,6.7]
[null,null,"1999-03-17T16:30:00",3,17,17,3,"všední",6.6,"","",0,0,0,0,0,0,0,6.6]
[null,null,"1999-03-17T17:30:00",3,17,{"$f":"F1807","v":18},3,"všední",6.2,"","",0,0,0,0,0,0,0,6.2]
[null,null,"1999-03-17T18:30:00",3,17,19,3,"všední",4.0999999999999996,"","",0,0,0,0,0,0,0,4.0999999999999996]
[null,null,"1999-03-17T19:30:00",3,17,20,3,"všední",3.8,"","",0,0,0,0,0,0,0,3.8]
[null,null,"1999-03-17T20:30:00",3,17,21,3,"všední",3.7,"","",0,0,0,0,0,0,0,3.7]
[null,null,"1999-03-17T21:30:00",3,17,22,3,"všední",3.4,"","",0,0,0,0,0,0,0,3.4]
[null,null,"1999-03-17T22:30:00",3,17,23,3,"všední",3.4,"","",0,0,0,0,0,0,0,3.4]
[null,null,"1999-03-17T23:30:00",3,17,24,3,"všední",3.4,"","",0,0,0,0,0,0,0,3.4]
[null,null,"1999-03-18T00:30:00",3,18,1,4,"všední",3.4,"","",0,{"$f":"IF($K1838=\"\",0,$K1838/3600*1.2*1010*($L$1-(M$11/100*($L$1-$I1838)+$I1838)))","v":0},0,0,0,0,0,3.4]
[null,null,"1999-03-18T01:30:00",3,18,2,4,"všední",3.2,"","",0,0,0,0,0,0,0,3.2]
[null,null,"1999-03-18T02:30:00",3,18,3,4,"všední",3.1,"","",0,0,0,0,0,0,0,3.1]
[null,null,"1999-03-18T03:30:00",3,18,4,4,"všední",2.9,"","",0,0,0,0,0,0,0,2.9]
[null,null,"1999-03-18T04:30:00",3,18,5,4,"všední",3,"","",0,0,0,0,0,0,0,3]
[null,null,"1999-03-18T05:30:00",3,18,6,4,"všední",3,"","",0,0,0,0,0,0,0,3]
[null,null,"1999-03-18T06:30:00",3,18,7,4,"všední",3.1,"","",0,0,0,0,0,0,0,3.1]
[null,null,"1999-03-18T07:30:00",3,18,8,4,"všední",3.7,3.7,162,998.08199999999999,499.04099999999994,399.2328,329.36705999999987,199.6164,99.8081999999999,0,3.7]
[null,null,"1999-03-18T08:30:00",3,18,9,4,"všední",4.3,4.3,324,1930.7159999999999,965.35800000000017,772.28640000000019,637.13628000000006,386.14319999999992,193.07159999999996,0,4.3]
[null,null,"1999-03-18T09:30:00",3,18,10,4,"všední",6,6,324,1745.28,872.64,698.11200000000008,575.94240000000013,349.05599999999993,174.52800000000016,0,6]
[null,null,"1999-03-18T10:30:00",3,18,11,4,"všední",7.2,7.2,324,1614.384,807.19199999999978,645.75359999999978,532.74671999999998,322.87679999999972,161.43840000000003,0,7.2]
[null,null,"1999-03-18T11:30:00",3,18,12,4,"všední",7.9,7.9,324,1538.028,769.01400000000001,615.21120000000008,507.54923999999983,307.60560000000004,153.80280000000002,0,7.9]
[null,null,"1999-03-18T12:30:00",3,18,13,4,"všední",7.5,7.5,324,1581.66,790.83,632.6640000000001,521.94780000000003,316.33199999999982,158.16599999999991,0,7.5]
[null,null,"1999-03-18T13:30:00",3,18,14,4,"všední",7.8,7.8,162,774.46799999999996,387.23400000000009,309.78719999999998,255.57443999999998,154.89359999999999,77.446800000000096,0,7.8]
[null,null,"1999-03-18T14:30:00",3,18,15,4,"všední",8.4,"","",0,0,0,0,0,0,0,8.4]
[null,null,"1999-03-18T15:30:00",3,18,16,4,"všední",9.1999999999999993,"","",0,0,0,0,0,0,0,9.1999999999999993]
[null,null,"1999-03-18T16:30:00",3,18,17,4,"všední",8.3000000000000007,"","",0,{"$f":"IF($K1854=\"\",0,$K1854/3600*1.2*1010*($L$1-(M$11/100*($L$1-$I1854)+$I1854)))","v":0},0,0,0,0,0,8.3000000000000007]
[null,null,"1999-03-18T17:30:00",3,18,18,4,"všední",7.7,"","",0,0,0,0,0,0,0,7.7]
[null,null,"1999-03-18T18:30:00",3,18,19,4,"všední",6.8,"","",0,0,0,0,0,0,0,6.8]
[null,null,"1999-03-18T19:30:00",3,18,20,4,"všední",5.8,"","",0,0,0,0,0,0,0,5.8]
[null,null,"1999-03-18T20:30:00",3,18,21,4,"všední",4.2,"","",0,0,0,0,0,0,0,4.2]
[null,null,"1999-03-18T21:30:00",3,18,22,4,"všední",4.0999999999999996,"","",0,0,0,0,0,0,0,4.0999999999999996]
[null,null,"1999-03-18T22:30:00",3,18,23,4,"všední",3.7,"","",0,0,0,0,0,0,0,3.7]
[null,null,"1999-03-18T23:30:00",3,18,24,4,"všední",3.3,"","",0,0,0,0,0,0,0,3.3]
[null,null,"1999-03-19T00:30:00",3,19,1,5,"všední",2.9,"","",0,0,0,0,0,0,0,2.9]
[null,null,"1999-03-19T01:30:00",3,19,2,5,"všední",2.1,"","",0,0,0,0,0,0,0,2.1]
[null,null,"1999-03-19T02:30:00",3,19,3,5,"všední",1.3,"","",0,0,0,0,0,0,0,1.3]
[null,null,"1999-03-19T03:30:00",3,19,4,5,"všední",0.5,"","",0,0,0,0,0,0,0,0.5]
[null,null,"1999-03-19T04:30:00",3,19,5,5,"všední",0,"","",0,0,0,0,0,0,0,0]
[null,null,"1999-03-19T05:30:00",3,19,6,5,"všední",0.2,"","",0,0,0,0,0,0,0,0.2]
[null,null,"1999-03-19T06:30:00",3,19,7,5,"všední",0.7,"","",0,0,0,0,0,0,0,0.7]
[null,null,"1999-03-19T07:30:00",3,19,8,5,"všední",1.7,1.7,162,1107.162,553.58100000000002,442.86480000000006,365.36345999999998,221.43239999999992,110.71620000000006,0,1.7]
[null,null,"1999-03-19T08:30:00",3,19,9,5,"všední",3.4,3.4,324,{"$f":"IF($K1870=\"\",0,$K1870/3600*1.2*1010*($L$1-(L$11*($L$1-$I1870)+$I1870)))","v":2028.8880000000001},{"$f":"IF($K1870=\"\",0,$K1870/3600*1.2*1010*($L$1-(M$11/100*($L$1-$I1870)+$I1870)))","v":1014.4439999999998},811.5551999999999,669.5330399999998,405.77759999999989,202.88879999999995,0,3.4]
[null,null,"1999-03-19T09:30:00",3,19,10,{"$f":"WEEKDAY(C1871-1)","v":5},{"$f":"IF(G1871=6,\"víkend\",IF(G1871=7,\"víkend\",IF(OR(D1871=7,D1871=8),\"prázdniny\",IF(AND(D1871=1,E1871=1),\"prázdniny\",\"všední\"))))","v":"všední"},5.5,{"$f":"+IF(K1871=\"\",\"\",I1871)","v":5.5},{"$f":"IF(OR(H1871=\"víkend\",H1871=\"prázdniny\"),\"\",IF(I1871>13,0,IF(OR(F1871<$E$5,F1871>$E$6),\"\",IF(OR(F1871=8,F1871=14),$L$4/2,$L$4))))","v":324},1799.82,899.91,719.928,593.94060000000002,359.96399999999966,179.98199999999983,0,5.5]
[null,null,{"$f":"C1871+1/24","v":"1999-03-19T10:30:00"},3,19,11,5,"všední",8.1,8.1,324,1516.212,758.10599999999988,606.48480000000029,500.34995999999995,303.24240000000015,151.62120000000007,0,8.1]
[null,null,"1999-03-19T11:30:00",3,19,12,5,"všední",9.6,9.6,324,1352.5920000000001,676.29599999999994,541.03680000000008,446.35535999999985,270.51839999999964,135.25920000000022,0,9.6]
[null,null,"1999-03-19T12:30:00",3,19,13,5,"všední",10.5,10.5,324,1254.42,627.21,501.76800000000014,413.95860000000016,250.88399999999967,125.44199999999984,0,10.5]
[null,null,"1999-03-19T13:30:00",3,19,14,5,"všední",11.2,11.2,162,589.03200000000004,294.51599999999991,235.61280000000002,194.38056,117.80640000000001,58.903199999999906,0,11.2]
[null,null,"1999-03-19T14:30:00",3,19,15,5,"všední",12.6,"","",0,0,0,0,0,0,0,12.6]
[null,null,"1999-03-19T15:30:00",3,19,16,5,"všední",12.1,"","",0,0,0,0,0,0,0,12.1]
[null,null,"1999-03-19T16:30:00",3,19,17,5,"všední",11.4,"","",0,0,0,0,0,0,0,11.4]
[null,null,"1999-03-19T17:30:00",3,19,18,5,"všední",10.4,"","",0,0,0,0,0,0,0,10.4]
[null,null,"1999-03-19T18:30:00",3,19,19,5,"všední",9.5,"","",0,0,0,0,0,0,0,9.5]
[null,null,"1999-03-19T19:30:00",3,19,20,5,"všední",9.1999999999999993,"","",0,0,0,0,0,0,0,9.1999999999999993]
[null,null,"1999-03-19T20:30:00",3,19,21,5,"všední",8.6999999999999993,"","",0,0,0,0,0,0,0,8.6999999999999993]
[null,null,"1999-03-19T21:30:00",3,19,22,5,"všední",8.6,"","",0,0,0,0,0,0,0,8.6]
[null,null,"1999-03-19T22:30:00",3,19,23,5,"všední",8,"","",0,0,0,0,0,0,0,8]
[null,null,"1999-03-19T23:30:00",3,19,24,5,"všední",7.5,"","",0,0,0,0,0,0,0,7.5]
[null,null,"1999-03-20T00:30:00",3,20,1,6,"víkend",6.9,"","",0,{"$f":"IF($K1886=\"\",0,$K1886/3600*1.2*1010*($L$1-(M$11/100*($L$1-$I1886)+$I1886)))","v":0},0,0,0,0,0,6.9]
[null,null,"1999-03-20T01:30:00",3,20,2,6,"víkend",6.6,"","",0,0,0,0,0,0,0,6.6]
[null,null,"1999-03-20T02:30:00",3,20,3,6,"víkend",6.2,"","",0,0,0,0,0,0,0,6.2]
[null,null,"1999-03-20T03:30:00",3,20,4,6,"víkend",5.9,"","",0,0,0,0,0,0,0,5.9]
[null,null,"1999-03-20T04:30:00",3,20,5,6,"víkend",5.7,"","",0,0,0,0,0,0,0,5.7]
[null,null,"1999-03-20T05:30:00",3,20,6,6,"víkend",5.2,"","",0,0,0,0,0,0,0,5.2]
[null,null,"1999-03-20T06:30:00",3,20,7,6,"víkend",5.3,"","",0,0,0,0,0,0,0,5.3]
[null,null,"1999-03-20T07:30:00",3,20,8,6,"víkend",5.6,"","",0,0,0,0,0,0,0,5.6]
[null,null,"1999-03-20T08:30:00",3,20,9,6,"víkend",6.6,"","",0,0,0,0,0,0,0,6.6]
[null,null,"1999-03-20T09:30:00",3,20,{"$f":"F1871","v":10},6,"víkend",7.4,"","",0,0,0,0,0,0,0,7.4]
[null,null,"1999-03-20T10:30:00",3,20,11,6,"víkend",7.8,"","",0,0,0,0,0,0,0,7.8]
[null,null,"1999-03-20T11:30:00",3,20,12,6,"víkend",7.6,"","",0,0,0,0,0,0,0,7.6]
[null,null,"1999-03-20T12:30:00",3,20,13,6,"víkend",7.8,"","",0,0,0,0,0,0,0,7.8]
[null,null,"1999-03-20T13:30:00",3,20,14,6,"víkend",8.4,"","",0,0,0,0,0,0,0,8.4]
[null,null,"1999-03-20T14:30:00",3,20,15,6,"víkend",8.5,"","",0,0,0,0,0,0,0,8.5]
[null,null,"1999-03-20T15:30:00",3,20,16,6,"víkend",7.9,"","",0,0,0,0,0,0,0,7.9]
[null,null,"1999-03-20T16:30:00",3,20,17,6,"víkend",7.5,"","",0,{"$f":"IF($K1902=\"\",0,$K1902/3600*1.2*1010*($L$1-(M$11/100*($L$1-$I1902)+$I1902)))","v":0},0,0,0,0,0,7.5]
[null,null,"1999-03-20T17:30:00",3,20,18,6,"víkend",7.6,"","",0,0,0,0,0,0,0,7.6]
[null,null,"1999-03-20T18:30:00",3,20,19,6,"víkend",7.4,"","",0,0,0,0,0,0,0,7.4]
[null,null,"1999-03-20T19:30:00",3,20,20,6,"víkend",7.6,"","",0,0,0,0,0,0,0,7.6]
[null,null,"1999-03-20T20:30:00",3,20,21,6,"víkend",8.3000000000000007,"","",0,0,0,0,0,0,0,8.3000000000000007]
[null,null,"1999-03-20T21:30:00",3,20,22,6,"víkend",8.6999999999999993,"","",0,0,0,0,0,0,0,8.6999999999999993]
[null,null,"1999-03-20T22:30:00",3,20,23,6,"víkend",8.5,"","",0,0,0,0,0,0,0,8.5]
[null,null,"1999-03-20T23:30:00",3,20,24,6,"víkend",8.4,"","",0,0,0,0,0,0,0,8.4]
[null,null,"1999-03-21T00:30:00",3,21,1,7,"víkend",8.1999999999999993,"","",0,0,0,0,0,0,0,8.1999999999999993]
[null,null,"1999-03-21T01:30:00",3,21,2,7,"víkend",8.1,"","",0,0,0,0,0,0,0,8.1]
[null,null,"1999-03-21T02:30:00",3,21,3,7,"víkend",8.1,"","",0,0,0,0,0,0,0,8.1]
[null,null,"1999-03-21T03:30:00",3,21,4,7,"víkend",8,"","",0,0,0,0,0,0,0,8]
[null,null,"1999-03-21T04:30:00",3,21,5,7,"víkend",7.8,"","",0,0,0,0,0,0,0,7.8]
[null,null,"1999-03-21T05:30:00",3,21,6,7,"víkend",7.1,"","",0,0,0,0,0,0,0,7.1]
[null,null,"1999-03-21T06:30:00",3,21,7,7,"víkend",7.3,"","",0,0,0,0,0,0,0,7.3]
[null,null,"1999-03-21T07:30:00",3,21,8,7,"víkend",8.9,"","",0,0,0,0,0,0,0,8.9]
[null,null,"1999-03-21T08:30:00",3,21,9,7,"víkend",10.4,"","",0,{"$f":"IF($K1918=\"\",0,$K1918/3600*1.2*1010*($L$1-(M$11/100*($L$1-$I1918)+$I1918)))","v":0},0,0,0,0,0,10.4]
[null,null,"1999-03-21T09:30:00",3,21,10,7,"víkend",10.6,"","",0,0,0,0,0,0,0,10.6]
[null,null,"1999-03-21T10:30:00",3,21,11,7,"víkend",12.4,"","",0,0,0,0,0,0,0,12.4]
[null,null,"1999-03-21T11:30:00",3,21,12,7,"víkend",13,"","",0,0,0,0,0,0,0,13]
[null,null,"1999-03-21T12:30:00",3,21,13,7,"víkend",14.8,"","",0,0,0,0,0,0,0,14.8]
[null,null,"1999-03-21T13:30:00",3,21,14,7,"víkend",14.8,"","",0,0,0,0,0,0,0,14.8]
[null,null,"1999-03-21T14:30:00",3,21,15,7,"víkend",13.1,"","",0,0,0,0,0,0,0,13.1]
[null,null,"1999-03-21T15:30:00",3,21,16,7,"víkend",12.1,"","",0,0,0,0,0,0,0,12.1]
[null,null,"1999-03-21T16:30:00",3,21,17,7,"víkend",11.6,"","",0,0,0,0,0,0,0,11.6]
[null,null,"1999-03-21T17:30:00",3,21,18,7,"víkend",11.6,"","",0,0,0,0,0,0,0,11.6]
[null,null,"1999-03-21T18:30:00",3,21,19,7,"víkend",11.3,"","",0,0,0,0,0,0,0,11.3]
[null,null,"1999-03-21T19:30:00",3,21,20,7,"víkend",6.4,"","",0,0,0,0,0,0,0,6.4]
[null,null,"1999-03-21T20:30:00",3,21,21,7,"víkend",4.7,"","",0,0,0,0,0,0,0,4.7]
[null,null,"1999-03-21T21:30:00",3,21,22,7,"víkend",5.6,"","",0,0,0,0,0,0,0,5.6]
[null,null,"1999-03-21T22:30:00",3,21,23,7,"víkend",5.0999999999999996,"","",0,0,0,0,0,0,0,5.0999999999999996]
[null,null,"1999-03-21T23:30:00",3,21,24,7,"víkend",4.7,"","",0,0,0,0,0,0,0,4.7]
[null,null,"1999-03-22T00:30:00",3,22,1,1,"všední",4.2,"","",{"$f":"IF($K1934=\"\",0,$K1934/3600*1.2*1010*($L$1-(L$11*($L$1-$I1934)+$I1934)))","v":0},{"$f":"IF($K1934=\"\",0,$K1934/3600*1.2*1010*($L$1-(M$11/100*($L$1-$I1934)+$I1934)))","v":0},0,0,0,0,0,4.2]
[null,null,"1999-03-22T01:30:00",3,22,2,{"$f":"WEEKDAY(C1935-1)","v":1},{"$f":"IF(G1935=6,\"víkend\",IF(G1935=7,\"víkend\",IF(OR(D1935=7,D1935=8),\"prázdniny\",IF(AND(D1935=1,E1935=1),\"prázdniny\",\"všední\"))))","v":"všední"},4.3,{"$f":"+IF(K1935=\"\",\"\",I1935)","v":""},{"$f":"IF(OR(H1935=\"víkend\",H1935=\"prázdniny\"),\"\",IF(I1935>13,0,IF(OR(F1935<$E$5,F1935>$E$6),\"\",IF(OR(F1935=8,F1935=14),$L$4/2,$L$4))))","v":""},0,0,0,0,0,0,0,4.3]
[null,null,{"$f":"C1935+1/24","v":"1999-03-22T02:30:00"},3,22,3,1,"všední",4.3,"","",0,0,0,0,0,0,0,4.3]
[null,null,"1999-03-22T03:30:00",3,22,4,1,"všední",4.4000000000000004,"","",0,0,0,0,0,0,0,4.4000000000000004]
[null,null,"1999-03-22T04:30:00",3,22,5,1,"všední",4.5,"","",0,0,0,0,0,0,0,4.5]
[null,null,"1999-03-22T05:30:00",3,22,6,1,"všední",4.2,"","",0,0,0,0,0,0,0,4.2]
[null,null,"1999-03-22T06:30:00",3,22,7,1,"všední",4.0999999999999996,"","",0,0,0,0,0,0,0,4.0999999999999996]
[null,null,"1999-03-22T07:30:00",3,22,8,1,"všední",5,5,162,927.18,463.59,370.87200000000001,305.96939999999995,185.43599999999992,92.717999999999961,0,5]
[null,null,"1999-03-22T08:30:00",3,22,9,1,"všední",6.1,6.1,324,1734.3720000000001,867.18599999999992,693.74880000000007,572.34276,346.87439999999998,173.43719999999999,0,6.1]
[null,null,"1999-03-22T09:30:00",3,22,10,1,"všední",6.6,6.6,324,1679.8320000000001,839.91599999999994,671.93280000000004,554.34456000000011,335.96639999999979,167.9831999999999,0,6.6]
[null,null,"1999-03-22T10:30:00",3,22,11,1,"všední",6.8,6.8,324,1658.0159999999998,829.00800000000015,663.20640000000014,547.14528000000018,331.6031999999999,165.80159999999995,0,6.8]
[null,null,"1999-03-22T11:30:00",3,22,12,1,"všední",6.4,6.4,324,1701.6479999999999,850.82400000000007,680.65920000000006,561.54383999999993,340.32959999999974,170.16480000000024,0,6.4]
[null,null,"1999-03-22T12:30:00",3,22,13,1,"všední",6.6,6.6,324,1679.8320000000001,839.91599999999994,671.93280000000004,554.34456000000011,335.96639999999979,167.9831999999999,0,6.6]
[null,null,"1999-03-22T13:30:00",3,22,14,1,"všední",7.3,7.3,162,801.73799999999994,400.86900000000009,320.69520000000011,264.57353999999992,160.34760000000006,80.173799999999943,0,7.3]
[null,null,"1999-03-22T14:30:00",3,22,15,1,"všední",6.7,"","",0,0,0,0,0,0,0,6.7]
[null,null,"1999-03-22T15:30:00",3,22,16,1,"všední",4.9000000000000004,"","",0,0,0,0,0,0,0,4.9000000000000004]
[null,null,"1999-03-22T16:30:00",3,22,17,1,"všední",4,"","",0,{"$f":"IF($K1950=\"\",0,$K1950/3600*1.2*1010*($L$1-(M$11/100*($L$1-$I1950)+$I1950)))","v":0},0,0,0,0,0,4]
[null,null,"1999-03-22T17:30:00",3,22,18,1,"všední",4.0999999999999996,"","",0,0,0,0,0,0,0,4.0999999999999996]
[null,null,"1999-03-22T18:30:00",3,22,19,1,"všední",3.2,"","",0,0,0,0,0,0,0,3.2]
[null,null,"1999-03-22T19:30:00",3,22,20,1,"všední",3.1,"","",0,0,0,0,0,0,0,3.1]
[null,null,"1999-03-22T20:30:00",3,22,21,1,"všední",3,"","",0,0,0,0,0,0,0,3]
[null,null,"1999-03-22T21:30:00",3,22,22,1,"všední",3.7,"","",0,0,0,0,0,0,0,3.7]
[null,null,"1999-03-22T22:30:00",3,22,23,1,"všední",3.7,"","",0,0,0,0,0,0,0,3.7]
[null,null,"1999-03-22T23:30:00",3,22,24,1,"všední",3.7,"","",0,0,0,0,0,0,0,3.7]
[null,null,"1999-03-23T00:30:00",3,23,1,2,"všední",3.7,"","",0,0,0,0,0,0,0,3.7]
[null,null,"1999-03-23T01:30:00",3,23,{"$f":"F1935","v":2},2,"všední",3.5,"","",0,0,0,0,0,0,0,3.5]
[null,null,"1999-03-23T02:30:00",3,23,3,2,"všední",3.2,"","",0,0,0,0,0,0,0,3.2]
[null,null,"1999-03-23T03:30:00",3,23,4,2,"všední",3,"","",0,0,0,0,0,0,0,3]
[null,null,"1999-03-23T04:30:00",3,23,5,2,"všední",2.7,"","",0,0,0,0,0,0,0,2.7]
[null,null,"1999-03-23T05:30:00",3,23,6,2,"všední",2.8,"","",0,0,0,0,0,0,0,2.8]
[null,null,"1999-03-23T06:30:00",3,23,7,2,"všední",3.1,"","",0,0,0,0,0,0,0,3.1]
[null,null,"1999-03-23T07:30:00",3,23,8,2,"všední",3.4,3.4,162,1014.4440000000001,507.22199999999992,405.77759999999995,334.7665199999999,202.88879999999995,101.44439999999997,0,3.4]
[null,null,"1999-03-23T08:30:00",3,23,9,2,"všední",4.2,4.2,324,1941.624,{"$f":"IF($K1966=\"\",0,$K1966/3600*1.2*1010*($L$1-(M$11/100*($L$1-$I1966)+$I1966)))","v":970.81199999999978},776.64960000000008,640.73591999999985,388.32479999999987,194.16240000000013,0,4.2]
[null,null,"1999-03-23T09:30:00",3,23,10,2,"všední",5.4,5.4,324,1810.7280000000001,905.36399999999992,724.29119999999989,597.54023999999981,362.1456,181.07279999999963,0,5.4]
[null,null,"1999-03-23T10:30:00",3,23,11,2,"všední",5.8,5.8,324,1767.096,883.54800000000012,706.83839999999998,583.14167999999995,353.41919999999982,176.70960000000011,0,5.8]
[null,null,"1999-03-23T11:30:00",3,23,12,2,"všední",7.6,7.6,324,1570.752,785.37599999999986,628.30079999999975,518.34815999999989,314.15039999999988,157.07519999999974,0,7.6]
[null,null,"1999-03-23T12:30:00",3,23,13,2,"všední",8.1999999999999993,8.1999999999999993,324,1505.3040000000001,752.65200000000004,602.12160000000029,496.75032000000022,301.0607999999998,150.5303999999999,0,8.1999999999999993]
[null,null,"1999-03-23T13:30:00",3,23,14,2,"všední",7.5,7.5,162,790.83,395.41500000000002,316.33200000000005,260.97390000000001,158.16599999999991,79.082999999999956,0,7.5]
[null,null,"1999-03-23T14:30:00",3,23,15,2,"všední",7.7,"","",0,0,0,0,0,0,0,7.7]
[null,null,"1999-03-23T15:30:00",3,23,16,2,"všední",7.8,"","",0,0,0,0,0,0,0,7.8]
[null,null,"1999-03-23T16:30:00",3,23,17,2,"všední",7.5,"","",0,0,0,0,0,0,0,7.5]
[null,null,"1999-03-23T17:30:00",3,23,18,2,"všední",6.9,"","",0,0,0,0,0,0,0,6.9]
[null,null,"1999-03-23T18:30:00",3,23,19,2,"všední",6.5,"","",0,0,0,0,0,0,0,6.5]
[null,null,"1999-03-23T19:30:00",3,23,20,2,"všední",6.1,"","",0,0,0,0,0,0,0,6.1]
[null,null,"1999-03-23T20:30:00",3,23,21,2,"všední",5.9,"","",0,0,0,0,0,0,0,5.9]
[null,null,"1999-03-23T21:30:00",3,23,22,2,"všední",5.8,"","",0,0,0,0,0,0,0,5.8]
[null,null,"1999-03-23T22:30:00",3,23,23,2,"všední",5.6,"","",0,0,0,0,0,0,0,5.6]
[null,null,"1999-03-23T23:30:00",3,23,24,2,"všední",5.5,"","",0,0,0,0,0,0,0,5.5]
[null,null,"1999-03-24T00:30:00",3,24,1,3,"všední",5.3,"","",0,{"$f":"IF($K1982=\"\",0,$K1982/3600*1.2*1010*($L$1-(M$11/100*($L$1-$I1982)+$I1982)))","v":0},0,0,0,0,0,5.3]
[null,null,"1999-03-24T01:30:00",3,24,2,3,"všední",5.2,"","",0,0,0,0,0,0,0,5.2]
[null,null,"1999-03-24T02:30:00",3,24,3,3,"všední",5,"","",0,0,0,0,0,0,0,5]
[null,null,"1999-03-24T03:30:00",3,24,4,3,"všední",4.9000000000000004,"","",0,0,0,0,0,0,0,4.9000000000000004]
[null,null,"1999-03-24T04:30:00",3,24,5,3,"všední",4.9000000000000004,"","",0,0,0,0,0,0,0,4.9000000000000004]
[null,null,"1999-03-24T05:30:00",3,24,6,3,"všední",4.5999999999999996,"","",0,0,0,0,0,0,0,4.5999999999999996]
[null,null,"1999-03-24T06:30:00",3,24,7,3,"všední",4.5999999999999996,"","",0,0,0,0,0,0,0,4.5999999999999996]
[null,null,"1999-03-24T07:30:00",3,24,8,3,"všední",3.2,3.2,162,1025.3520000000001,512.67599999999993,410.14079999999996,338.36615999999981,205.07039999999989,102.53519999999995,0,3.2]
[null,null,"1999-03-24T08:30:00",3,24,9,3,"všední",2.4,2.4,324,2137.9680000000003,1068.9839999999999,855.18719999999996,705.52943999999979,427.59359999999981,213.79680000000008,0,2.4]
[null,null,"1999-03-24T09:30:00",3,24,10,3,"všední",3,3,324,2072.52,1036.26,829.00799999999992,683.93159999999989,414.50399999999968,207.25199999999984,0,3]
[null,null,"1999-03-24T10:30:00",3,24,11,3,"všední",3.8,3.8,324,1985.2559999999999,992.62800000000016,794.1024000000001,655.13448000000005,397.05120000000005,198.52560000000003,0,3.8]
[null,null,"1999-03-24T11:30:00",3,24,12,3,"všední",4.0999999999999996,4.0999999999999996,324,1952.5319999999999,976.26600000000008,781.0128000000002,644.33555999999999,390.50639999999981,195.25319999999991,0,4.0999999999999996]
[null,null,"1999-03-24T12:30:00",3,24,13,3,"všední",4,4,324,1963.44,981.72,785.37600000000009,647.93519999999978,392.68800000000016,196.34400000000008,0,4]
[null,null,"1999-03-24T13:30:00",3,24,14,3,"všední",3.8,3.8,162,992.62799999999993,496.31400000000008,397.05120000000005,327.56724000000003,198.52560000000003,99.262800000000013,0,3.8]
[null,null,"1999-03-24T14:30:00",3,24,15,3,"všední",3.8,"","",0,0,0,0,0,0,0,3.8]
[null,null,"1999-03-24T15:30:00",3,24,16,3,"všední",3.7,"","",0,0,0,0,0,0,0,3.7]
[null,null,"1999-03-24T16:30:00",3,24,17,3,"všední",3.6,"","",{"$f":"IF($K1998=\"\",0,$K1998/3600*1.2*1010*($L$1-(L$11*($L$1-$I1998)+$I1998)))","v":0},{"$f":"IF($K1998=\"\",0,$K1998/3600*1.2*1010*($L$1-(M$11/100*($L$1-$I1998)+$I1998)))","v":0},0,0,0,0,0,3.6]
[null,null,"1999-03-24T17:30:00",3,24,18,{"$f":"WEEKDAY(C1999-1)","v":3},{"$f":"IF(G1999=6,\"víkend\",IF(G1999=7,\"víkend\",IF(OR(D1999=7,D1999=8),\"prázdniny\",IF(AND(D1999=1,E1999=1),\"prázdniny\",\"všední\"))))","v":"všední"},3.4,{"$f":"+IF(K1999=\"\",\"\",I1999)","v":""},{"$f":"IF(OR(H1999=\"víkend\",H1999=\"prázdniny\"),\"\",IF(I1999>13,0,IF(OR(F1999<$E$5,F1999>$E$6),\"\",IF(OR(F1999=8,F1999=14),$L$4/2,$L$4))))","v":""},0,0,0,0,0,0,0,3.4]
[null,null,{"$f":"C1999+1/24","v":"1999-03-24T18:30:00"},3,24,19,3,"všední",3.4,"","",0,0,0,0,0,0,0,3.4]
[null,null,"1999-03-24T19:30:00",3,24,20,3,"všední",3.3,"","",0,0,0,0,0,0,0,3.3]
[null,null,"1999-03-24T23:30:00",3,24,24,3,"všední",2.9,"","",0,0,0,0,0,0,0,2.9]
[null,null,"1999-03-25T02:30:00",3,25,3,4,"všední",2.2999999999999998,"","",0,0,0,0,0,0,0,2.2999999999999998]
[null,null,"1999-03-25T06:30:00",3,25,7,4,"všední",2.7,"","",0,0,0,0,0,0,0,2.7]
[null,null,"1999-03-25T09:30:00",3,25,10,4,"všední",4,4,324,1963.44,981.72,785.37600000000009,647.93519999999978,392.68800000000016,196.34400000000008,0,4]
[null,null,"1999-03-25T12:30:00",3,25,13,4,"všední",7,7,324,1636.2,818.1,654.48,539.94599999999991,327.24,163.62,0,7]
[null,null,"1999-03-25T13:30:00",3,25,14,4,"všední",6.5,6.5,162,845.37,422.685,338.14800000000002,278.97210000000013,169.07400000000007,84.53699999999985,0,6.5]
[null,null,"1999-03-25T16:30:00",3,25,17,4,"všední",5.0999999999999996,"","",0,0,0,0,0,0,0,5.0999999999999996]
[null,null,"1999-03-25T21:30:00",3,25,22,4,"všední",2.2000000000000002,"","",0,0,0,0,0,0,0,2.2000000000000002]
[null,null,"1999-03-26T00:30:00",3,26,1,5,"všední",1.7,"","",0,{"$f":"IF($K2030=\"\",0,$K2030/3600*1.2*1010*($L$1-(M$11/100*($L$1-$I2030)+$I2030)))","v":0},0,0,0,0,0,1.7]
[null,null,"1999-03-26T03:30:00",3,26,4,5,"všední",0.5,"","",0,0,0,0,0,0,0,0.5]
[null,null,"1999-03-26T07:30:00",3,26,8,5,"všední",1.9,1.9,162,1096.2540000000001,548.12699999999995,438.50159999999994,361.76381999999984,219.25079999999997,109.62539999999989,0,1.9]
[null,null,"1999-03-26T10:30:00",3,26,11,5,"všední",5.0999999999999996,5.0999999999999996,324,1843.4519999999998,921.72600000000011,737.38080000000014,608.33915999999977,368.6904000000003,184.34520000000015,0,5.0999999999999996]
[null,null,"1999-03-26T13:30:00",3,26,14,5,"všední",5.5,5.5,162,899.91,449.95499999999998,359.964,296.97030000000001,179.98199999999983,89.990999999999914,0,5.5]
[null,null,"1999-03-26T17:30:00",3,26,18,5,"všední",4.2,"","",0,0,0,0,0,0,0,4.2]
[null,null,"1999-03-26T18:30:00",3,26,19,5,"všední",3.9,"","",0,0,0,0,0,0,0,3.9]
[null,null,"1999-03-26T22:30:00",3,26,23,5,"všední",0.9,"","",0,0,0,0,0,0,0,0.9]
[null,null,"1999-03-27T01:30:00",3,27,2,6,"víkend",0.5,"","",0,0,0,0,0,0,0,0.5]
[null,null,"1999-03-27T04:30:00",3,27,5,6,"víkend",0.6,"","",0,0,0,0,0,0,0,0.6]
[null,null,"1999-03-27T08:30:00",3,27,9,6,"víkend",0.7,"","",{"$f":"IF($K2062=\"\",0,$K2062/3600*1.2*1010*($L$1-(L$11*($L$1-$I2062)+$I2062)))","v":0},{"$f":"IF($K2062=\"\",0,$K2062/3600*1.2*1010*($L$1-(M$11/100*($L$1-$I2062)+$I2062)))","v":0},0,0,0,0,0,0.7]
[null,null,"1999-03-27T11:30:00",3,27,12,6,"víkend",1.2,"","",0,0,0,0,0,0,0,1.2]
[null,null,"1999-03-27T14:30:00",3,27,15,6,"víkend",2.5,"","",0,0,0,0,0,0,0,2.5]
[null,null,"1999-03-27T16:30:00",3,27,17,6,"víkend",2.8,"","",0,0,0,0,0,0,0,2.8]
[null,null,"1999-03-27T19:30:00",3,27,20,6,"víkend",2.2000000000000002,"","",0,0,0,0,0,0,0,2.2000000000000002]
[null,null,"1999-03-27T23:30:00",3,27,24,6,"víkend",1.9,"","",0,0,0,0,0,0,0,1.9]
[null,null,"1999-03-28T02:30:00",3,28,3,7,"víkend",1.7,"","",0,0,0,0,0,0,0,1.7]
[null,null,"1999-03-28T05:30:00",3,28,6,7,"víkend",1.3,"","",0,0,0,0,0,0,0,1.3]
[null,null,"1999-03-28T09:30:00",3,28,{"$f":"F2063","v":10},7,"víkend",1.1000000000000001,"","",0,0,0,0,0,0,0,1.1000000000000001]
[null,null,"1999-03-28T12:30:00",3,28,13,7,"víkend",3,"","",0,0,0,0,0,0,0,3]
[null,null,"1999-03-28T15:30:00",3,28,16,7,"víkend",3.3,"","",0,0,0,0,0,0,0,3.3]
[null,null,"1999-03-28T17:30:00",3,28,18,7,"víkend",2.6,"","",0,0,0,0,0,0,0,2.6]
[null,null,"1999-03-28T20:30:00",3,28,21,7,"víkend",1.5,"","",0,0,0,0,0,0,0,1.5]
[null,null,"1999-03-29T00:30:00",3,29,1,1,"všední",0.6,"","",0,0,0,0,0,0,0,0.6]
[null,null,"1999-03-29T03:30:00",3,29,4,1,"všední",0,"","",0,0,0,0,0,0,0,0]
[null,null,"1999-03-29T06:30:00",3,29,7,1,"všední",-0.6,"","",0,0,0,0,0,0,0,-0.6]
[null,null,"1999-03-29T10:30:00",3,29,11,1,"všední",0.7,0.7,324,2323.404,1161.702,929.36160000000018,766.72331999999994,464.68079999999975,232.34039999999987,0,0.7]
[null,null,"1999-03-29T12:30:00",3,29,13,1,"všední",2.5,2.5,324,2127.06,1063.53,850.82400000000007,701.92979999999989,425.41199999999986,212.70599999999993,0,2.5]
[null,null,"1999-03-29T15:30:00",3,29,16,1,"všední",2.6,"","",0,0,0,0,0,0,0,2.6]
[null,null,"1999-03-29T18:30:00",3,29,19,1,"všední",1.2,"","",0,0,0,0,0,0,0,1.2]
[null,null,"1999-03-29T21:30:00",3,29,22,1,"všední",-0.7,"","",0,0,0,0,0,0,0,-0.7]
[null,null,"1999-03-30T01:30:00",3,30,2,{"$f":"WEEKDAY(C2127-1)","v":2},{"$f":"IF(G2127=6,\"víkend\",IF(G2127=7,\"víkend\",IF(OR(D2127=7,D2127=8),\"prázdniny\",IF(AND(D2127=1,E2127=1),\"prázdniny\",\"všední\"))))","v":"všední"},1.4,{"$f":"+IF(K2127=\"\",\"\",I2127)","v":""},{"$f":"IF(OR(H2127=\"víkend\",H2127=\"prázdniny\"),\"\",IF(I2127>13,0,IF(OR(F2127<$E$5,F2127>$E$6),\"\",IF(OR(F2127=8,F2127=14),$L$4/2,$L$4))))","v":""},0,0,0,0,0,0,0,1.4]
[null,null,"1999-03-30T04:30:00",3,30,5,2,"všední",-2.2000000000000002,"","",0,0,0,0,0,0,0,-2.2000000000000002]
[null,null,"1999-03-30T08:30:00",3,30,9,2,"všední",1.2,1.2,324,2268.864,1134.432,907.54560000000004,748.72511999999983,453.77280000000002,226.88639999999981,0,1.2]
[null,null,"1999-03-30T09:30:00",3,30,10,2,"všední",3.6,3.6,324,2007.0719999999999,1003.5360000000001,802.82880000000011,662.3337600000001,401.41439999999994,200.70719999999997,0,3.6]
[null,null,"1999-03-30T15:30:00",3,30,16,2,"všední",8.8000000000000007,"","",0,0,0,0,0,0,0,8.8000000000000007]
[null,null,"1999-03-30T16:30:00",3,30,17,2,"všední",8.6,"","",0,{"$f":"IF($K2142=\"\",0,$K2142/3600*1.2*1010*($L$1-(M$11/100*($L$1-$I2142)+$I2142)))","v":0},0,0,0,0,0,8.6]
[null,null,"1999-03-30T19:30:00",3,30,20,2,"všední",5.7,"","",0,0,0,0,0,0,0,5.7]
[null,null,"1999-03-30T22:30:00",3,30,23,2,"všední",2.6,"","",0,0,0,0,0,0,0,2.6]
[null,null,"1999-03-31T02:30:00",3,31,3,3,"všední",1.3,"","",0,0,0,0,0,0,0,1.3]
[null,null,"1999-03-31T05:30:00",3,31,6,3,"všední",0.8,"","",0,0,0,0,0,0,0,0.8]
[null,null,"1999-03-31T09:30:00",3,31,10,3,"všední",7,7,324,1636.2,818.1,654.48,539.94599999999991,327.24,163.62,0,7]
[null,null,"1999-03-31T10:30:00",3,31,11,3,"všední",8.9,8.9,324,1428.9479999999999,714.47400000000005,571.57920000000024,471.55284000000006,285.78959999999972,142.89480000000026,0,8.9]
[null,null,"1999-03-31T16:30:00",3,31,17,3,"všední",11.8,"","",0,0,0,0,0,0,0,11.8]
[null,null,"1999-03-31T17:30:00",3,31,18,3,"všední",11.2,"","",0,0,0,0,0,0,0,11.2]
[null,null,"1999-03-31T20:30:00",3,31,21,3,"všední",8.6,"","",0,0,0,0,0,0,0,8.6]
[null,null,"1999-04-01T00:30:00",4,1,1,4,"všední",9.6,"","",0,{"$f":"IF($K2174=\"\",0,$K2174/3600*1.2*1010*($L$1-(M$11/100*($L$1-$I2174)+$I2174)))","v":0},0,0,0,0,0,9.6]
[null,null,"1999-04-01T03:30:00",4,1,4,4,"všední",8.8000000000000007,"","",0,0,0,0,0,0,0,8.8000000000000007]
[null,null,"1999-04-01T06:30:00",4,1,7,4,"všední",9.6,"","",0,0,0,0,0,0,0,9.6]
[null,null,"1999-04-01T11:30:00",4,1,12,4,"všední",17,17,0,0,0,0,0,0,0,0,17]
[null,null,"1999-04-01T14:30:00",4,1,15,4,"všední",14.9,14.9,0,0,0,0,0,0,0,0,14.9]
[null,null,"1999-04-01T17:30:00",4,1,18,{"$f":"WEEKDAY(C2191-1)","v":4},{"$f":"IF(G2191=6,\"víkend\",IF(G2191=7,\"víkend\",IF(OR(D2191=7,D2191=8),\"prázdniny\",IF(AND(D2191=1,E2191=1),\"prázdniny\",\"všední\"))))","v":"všední"},10.8,{"$f":"+IF(K2191=\"\",\"\",I2191)","v":""},{"$f":"IF(OR(H2191=\"víkend\",H2191=\"prázdniny\"),\"\",IF(I2191>13,0,IF(OR(F2191<$E$5,F2191>$E$6),\"\",IF(OR(F2191=8,F2191=14),$L$4/2,$L$4))))","v":""},0,0,0,0,0,0,0,10.8]
[null,null,{"$f":"C2191+1/24","v":"1999-04-01T18:30:00"},4,1,19,4,"všední",9.5,"","",0,0,0,0,0,0,0,9.5]
[null,null,"1999-04-01T21:30:00",4,1,22,4,"všední",8.5,"","",0,0,0,0,0,0,0,8.5]
[null,null,"1999-04-02T01:30:00",4,2,2,5,"všední",7.1,"","",0,0,0,0,0,0,0,7.1]
[null,null,"1999-04-02T04:30:00",4,2,5,5,"všední",6.1,"","",0,0,0,0,0,0,0,6.1]
[null,null,"1999-04-02T08:30:00",4,2,9,5,"všední",7.1,7.1,324,1625.2919999999999,{"$f":"IF($K2206=\"\",0,$K2206/3600*1.2*1010*($L$1-(M$11/100*($L$1-$I2206)+$I2206)))","v":812.64599999999996},650.11680000000013,536.34636000000012,325.05839999999966,162.5292000000002,0,7.1]
[null,null,"1999-04-02T12:30:00",4,2,13,5,"všední",9.3000000000000007,9.3000000000000007,324,1385.3159999999998,692.6579999999999,554.12639999999976,457.15427999999986,277.06319999999988,138.53159999999994,0,9.3000000000000007]
[null,null,"1999-04-02T15:30:00",4,2,16,5,"všední",8.6,"","",0,0,0,0,0,0,0,8.6]
[null,null,"1999-04-02T18:30:00",4,2,19,5,"všední",7.3,"","",0,0,0,0,0,0,0,7.3]
[null,null,"1999-04-02T19:30:00",4,2,20,5,"všední",6,"","",0,0,0,0,0,0,0,6]
[null,null,"1999-04-02T22:30:00",4,2,23,5,"všední",4,"","",0,0,0,0,0,0,0,4]
[null,null,"1999-04-03T02:30:00",4,3,3,6,"víkend",1.4,"","",0,0,0,0,0,0,0,1.4]
[null,null,"1999-04-03T05:30:00",4,3,6,6,"víkend",0.6,"","",0,0,0,0,0,0,0,0.6]
[null,null,"1999-04-03T09:30:00",4,3,10,6,"víkend",6.9,"","",0,0,0,0,0,0,0,6.9]
[null,null,"1999-04-03T13:30:00",4,3,14,6,"víkend",6.5,"","",0,0,0,0,0,0,0,6.5]
[null,null,"1999-04-03T16:30:00",4,3,17,6,"víkend",5.4,"","",0,{"$f":"IF($K2238=\"\",0,$K2238/3600*1.2*1010*($L$1-(M$11/100*($L$1-$I2238)+$I2238)))","v":0},0,0,0,0,0,5.4]
[null,null,"1999-04-03T17:30:00",4,3,18,6,"víkend",4.7,"","",0,0,0,0,0,0,0,4.7]
[null,null,"1999-04-03T20:30:00",4,3,21,6,"víkend",2.4,"","",0,0,0,0,0,0,0,2.4]
[null,null,"1999-04-03T23:30:00",4,3,24,6,"víkend",0.9,"","",0,0,0,0,0,0,0,0.9]
[null,null,"1999-04-04T03:30:00",4,4,4,7,"víkend",-0.2,"","",0,0,0,0,0,0,0,-0.2]
[null,null,"1999-04-04T06:30:00",4,4,7,7,"víkend",0.9,"","",0,0,0,0,0,0,0,0.9]
[null,null,{"$f":"C2255+1/24","v":"1999-04-04T10:30:00"},4,4,11,7,"víkend",9.6999999999999993,"","",0,0,0,0,0,0,0,9.6999999999999993]
[null,null,"1999-04-04T14:30:00",4,4,15,7,"víkend",12.4,"","",0,0,0,0,0,0,0,12.4]
[null,null,"1999-04-04T17:30:00",4,4,18,7,"víkend",10,"","",0,0,0,0,0,0,0,10]
[null,null,"1999-04-04T18:30:00",4,4,19,7,"víkend",9.6,"","",0,0,0,0,0,0,0,9.6]
[null,null,"1999-04-04T21:30:00",4,4,22,7,"víkend",7.9,"","",0,0,0,0,0,0,0,7.9]
[null,null,"1999-04-05T00:30:00",4,5,1,1,"všední",6.9,"","",0,{"$f":"IF($K2270=\"\",0,$K2270/3600*1.2*1010*($L$1-(M$11/100*($L$1-$I2270)+$I2270)))","v":0},0,0,0,0,0,6.9]
[null,null,"1999-04-05T03:30:00",4,5,4,1,"všední",4.2,"","",0,0,0,0,0,0,0,4.2]
[null,null,"1999-04-05T08:30:00",4,5,9,1,"všední",4.2,4.2,324,1941.624,970.81199999999978,776.64960000000008,640.73591999999985,388.32479999999987,194.16240000000013,0,4.2]
[null,null,"1999-04-05T11:30:00",4,5,12,1,"všední",7.3,7.3,324,1603.4759999999999,801.73800000000017,641.39040000000023,529.14707999999985,320.69520000000011,160.34759999999989,0,7.3]
[null,null,"1999-04-05T15:30:00",4,5,16,1,"všední",8.1999999999999993,"","",0,0,0,0,0,0,0,8.1999999999999993]
[null,null,"1999-04-05T18:30:00",4,5,19,1,"všední",6,"","",0,0,0,0,0,0,0,6]
[null,null,"1999-04-05T19:30:00",4,5,20,1,"všední",4.5,"","",0,0,0,0,0,0,0,4.5]
[null,null,"1999-04-05T22:30:00",4,5,23,1,"všední",0.8,"","",0,0,0,0,0,0,0,0.8]
[null,null,"1999-04-06T01:30:00",4,6,2,2,"všední",-1.1000000000000001,"","",0,0,0,0,0,0,0,-1.1000000000000001]
[null,null,"1999-04-06T04:30:00",4,6,5,2,"všední",-2.2000000000000002,"","",0,0,0,0,0,0,0,-2.2000000000000002]
[null,null,"1999-04-06T09:30:00",4,6,10,2,"všední",4,4,324,1963.44,981.72,785.37600000000009,647.93519999999978,392.68800000000016,196.34400000000008,0,4]
[null,null,"1999-04-06T13:30:00",4,6,14,2,"všední",8.1999999999999993,8.1999999999999993,162,752.65200000000004,376.32600000000002,301.06080000000014,248.37516000000011,150.5303999999999,75.26519999999995,0,8.1999999999999993]
[null,null,"1999-04-06T16:30:00",4,6,17,2,"všední",8.4,"","",0,0,0,0,0,0,0,8.4]
[null,null,"1999-04-06T19:30:00",4,6,20,2,"všední",5.9,"","",0,0,0,0,0,0,0,5.9]
[null,null,"1999-04-06T20:30:00",4,6,21,2,"všední",4.9000000000000004,"","",0,0,0,0,0,0,0,4.9000000000000004]
[null,null,"1999-04-06T23:30:00",4,6,24,2,"všední",2.5,"","",0,0,0,0,0,0,0,2.5]
[null,null,"1999-04-07T05:30:00",4,7,6,3,"všední",0.5,"","",0,0,0,0,0,0,0,0.5]
[null,null,"1999-04-07T07:30:00",4,7,8,3,"všední",5,5,162,927.18,463.59,370.87200000000001,305.96939999999995,185.43599999999992,92.717999999999961,0,5]
[null,null,"1999-04-07T10:30:00",4,7,11,3,"všední",7.8,7.8,324,1548.9359999999999,774.46800000000019,619.57439999999997,511.14887999999996,309.78719999999998,154.89360000000019,0,7.8]
[null,null,"1999-04-07T14:30:00",4,7,15,3,"všední",8.4,"","",0,0,0,0,0,0,0,8.4]
[null,null,"1999-04-07T17:30:00",4,7,18,3,"všední",8.8000000000000007,"","",0,0,0,0,0,0,0,8.8000000000000007]
[null,null,"1999-04-07T20:30:00",4,7,21,3,"všední",5.4,"","",0,0,0,0,0,0,0,5.4]
[null,null,"1999-04-07T21:30:00",4,7,22,3,"všední",4.5,"","",0,0,0,0,0,0,0,4.5]
[null,null,"1999-04-08T02:30:00",4,8,3,4,"všední",-0.4,"","",0,0,0,0,0,0,0,-0.4]
[null,null,"1999-04-08T05:30:00",4,8,6,4,"všední",-2.1,"","",0,0,0,0,0,0,0,-2.1]
[null,null,"1999-04-08T08:30:00",4,8,9,4,"všední",6.1,6.1,324,1734.3720000000001,{"$f":"IF($K2350=\"\",0,$K2350/3600*1.2*1010*($L$1-(M$11/100*($L$1-$I2350)+$I2350)))","v":867.18599999999992},693.74880000000007,572.34276,346.87439999999998,173.43719999999999,0,6.1]
[null,null,"1999-04-08T11:30:00",4,8,12,4,"všední",11.9,11.9,324,1101.7079999999999,550.85400000000004,440.68319999999989,363.56363999999979,220.34159999999994,110.17079999999979,0,11.9]
[null,null,"1999-04-08T15:30:00",4,8,16,4,"všední",11.6,"","",0,0,0,0,0,0,0,11.6]
[null,null,"1999-04-08T18:30:00",4,8,19,4,"všední",9,"","",0,0,0,0,0,0,0,9]
[null,null,"1999-04-08T21:30:00",4,8,22,4,"všední",6.1,"","",0,0,0,0,0,0,0,6.1]
[null,null,"1999-04-08T22:30:00",4,8,23,4,"všední",5.5,"","",0,0,0,0,0,0,0,5.5]
[null,null,"1999-04-09T03:30:00",4,9,4,5,"všední",2.6,"","",0,0,0,0,0,0,0,2.6]
[null,null,"1999-04-09T06:30:00",4,9,7,5,"všední",2.8,"","",0,0,0,0,0,0,0,2.8]
[null,null,"1999-04-09T09:30:00",4,9,10,5,"všední",10.4,10.4,324,1265.328,632.6640000000001,506.13120000000004,417.55823999999996,253.06560000000002,126.53280000000001,0,10.4]
[null,null,"1999-04-09T12:30:00",4,9,13,5,"všední",10.5,10.5,324,1254.42,627.21,501.76800000000014,413.95860000000016,250.88399999999967,125.44199999999984,0,10.5]
[null,null,"1999-04-09T16:30:00",4,9,17,5,"všední",8.1999999999999993,"","",{"$f":"IF($K2382=\"\",0,$K2382/3600*1.2*1010*($L$1-(L$11*($L$1-$I2382)+$I2382)))","v":0},{"$f":"IF($K2382=\"\",0,$K2382/3600*1.2*1010*($L$1-(M$11/100*($L$1-$I2382)+$I2382)))","v":0},0,0,0,0,0,8.1999999999999993]
[null,null,"1999-04-09T19:30:00",4,9,20,5,"všední",4.8,"","",0,0,0,0,0,0,0,4.8]
[null,null,"1999-04-09T22:30:00",4,9,23,5,"všední",3.8,"","",0,0,0,0,0,0,0,3.8]
[null,null,"1999-04-10T00:30:00",4,10,1,6,"víkend",3.5,"","",0,0,0,0,0,0,0,3.5]
[null,null,"1999-04-10T03:30:00",4,10,4,6,"víkend",2.8,"","",0,0,0,0,0,0,0,2.8]
[null,null,"1999-04-10T07:30:00",4,10,8,6,"víkend",0.7,"","",0,0,0,0,0,0,0,0.7]
[null,null,"1999-04-10T10:30:00",4,10,11,6,"víkend",1.5,"","",0,0,0,0,0,0,0,1.5]
[null,null,"1999-04-10T13:29:59.999",4,10,14,6,"víkend",2.2999999999999998,"","",0,0,0,0,0,0,0,2.2999999999999998]
[null,null,"1999-04-10T17:29:59.999",4,10,{"$f":"F2383","v":18},6,"víkend",3.4,"","",0,0,0,0,0,0,0,3.4]
[null,null,"1999-04-10T20:29:59.999",4,10,21,6,"víkend",2.2999999999999998,"","",0,0,0,0,0,0,0,2.2999999999999998]
[null,null,"1999-04-10T21:29:59.999",4,10,22,6,"víkend",1.4,"","",0,0,0,0,0,0,0,1.4]
[null,null,"1999-04-11T01:29:59.999",4,11,2,7,"víkend",0,"","",0,0,0,0,0,0,0,0]
[null,null,"1999-04-11T04:29:59.999",4,11,5,7,"víkend",-0.6,"","",0,0,0,0,0,0,0,-0.6]
[null,null,"1999-04-11T08:29:59.999",4,11,9,7,"víkend",2.1,"","",0,0,0,0,0,0,0,2.1]
[null,null,"1999-04-11T11:29:59.999",4,11,12,7,"víkend",1.8,"","",0,0,0,0,0,0,0,1.8]
[null,null,"1999-04-11T14:29:59.999",4,11,15,7,"víkend",5.0999999999999996,"","",0,0,0,0,0,0,0,5.0999999999999996]
[null,null,"1999-04-11T18:29:59.999",4,11,19,7,"víkend",3.2,"","",0,0,0,0,0,0,0,3.2]
[null,null,"1999-04-11T21:29:59.999",4,11,22,7,"víkend",1.4,"","",0,0,0,0,0,0,0,1.4]
[null,null,"1999-04-11T22:29:59.999",4,11,23,7,"víkend",1.1000000000000001,"","",0,0,0,0,0,0,0,1.1000000000000001]
[null,null,"1999-04-12T02:29:59.999",4,12,3,1,"všední",-0.5,"","",0,0,0,0,0,0,0,-0.5]
[null,null,"1999-04-12T05:29:59.999",4,12,6,1,"všední",-0.2,"","",0,0,0,0,0,0,0,-0.2]
[null,null,"1999-04-12T09:29:59.999",4,12,10,{"$f":"WEEKDAY(C2447-1)","v":1},{"$f":"IF(G2447=6,\"víkend\",IF(G2447=7,\"víkend\",IF(OR(D2447=7,D2447=8),\"prázdniny\",IF(AND(D2447=1,E2447=1),\"prázdniny\",\"všední\"))))","v":"všední"},3.9,{"$f":"+IF(K2447=\"\",\"\",I2447)","v":3.9},{"$f":"IF(OR(H2447=\"víkend\",H2447=\"prázdniny\"),\"\",IF(I2447>13,0,IF(OR(F2447<$E$5,F2447>$E$6),\"\",IF(OR(F2447=8,F2447=14),$L$4/2,$L$4))))","v":324},1974.3480000000002,987.17399999999986,789.73919999999987,651.53483999999992,394.86959999999971,197.43479999999985,0,3.9]
[null,null,"1999-04-12T12:29:59.999",4,12,13,1,"všední",6.1,6.1,324,1734.3720000000001,867.18599999999992,693.74880000000007,572.34276,346.87439999999998,173.43719999999999,0,6.1]
[null,null,"1999-04-12T16:29:59.999",4,12,17,1,"všední",8.5,"","",0,0,0,0,0,0,0,8.5]
[null,null,"1999-04-12T19:29:59.999",4,12,20,1,"všední",4.5999999999999996,"","",0,0,0,0,0,0,0,4.5999999999999996]
[null,null,"1999-04-12T23:29:59.999",4,12,24,1,"všední",2.8,"","",0,0,0,0,0,0,0,2.8]
[null,null,"1999-04-13T00:29:59.999",4,13,1,2,"všední",3,"","",0,{"$f":"IF($K2462=\"\",0,$K2462/3600*1.2*1010*($L$1-(M$11/100*($L$1-$I2462)+$I2462)))","v":0},0,0,0,0,0,3]
[null,null,"1999-04-13T03:29:59.999",4,13,4,2,"všední",3,"","",0,0,0,0,0,0,0,3]
[null,null,"1999-04-13T06:29:59.999",4,13,7,2,"všední",2.7,"","",0,0,0,0,0,0,0,2.7]
[null,null,"1999-04-13T10:29:59.999",4,13,11,2,"všední",4.4000000000000004,4.4000000000000004,324,1919.8080000000002,959.90399999999988,767.92319999999995,633.53663999999992,383.96159999999958,191.98079999999979,0,4.4000000000000004]
[null,null,"1999-04-13T13:29:59.999",4,13,14,2,"všední",5.0999999999999996,5.0999999999999996,162,921.72599999999989,460.86300000000006,368.69040000000007,304.16957999999988,184.34520000000015,92.172600000000074,0,5.0999999999999996]
[null,null,"1999-04-13T17:29:59.999",4,13,18,2,"všední",5,"","",0,0,0,0,0,0,0,5]
[null,null,"1999-04-13T20:29:59.999",4,13,21,2,"všední",4.4000000000000004,"","",0,0,0,0,0,0,0,4.4000000000000004]
[null,null,"1999-04-14T00:29:59.999",4,14,1,3,"všední",3.8,"","",0,0,0,0,0,0,0,3.8]
[null,null,"1999-04-14T01:29:59.999",4,14,2,3,"všední",4.0999999999999996,"","",0,0,0,0,0,0,0,4.0999999999999996]
[null,null,"1999-04-14T04:29:59.999",4,14,5,3,"všední",4.9000000000000004,"","",0,0,0,0,0,0,0,4.9000000000000004]
[null,null,"1999-04-14T07:29:59.999",4,14,8,3,"všední",4,4,162,981.72,490.86,392.68800000000005,323.96759999999989,196.34400000000008,98.17200000000004,0,4]
[null,null,"1999-04-14T11:29:59.999",4,14,12,3,"všední",5.7,5.7,324,1778.0040000000001,889.00199999999984,711.20159999999998,586.74131999999975,355.60079999999977,177.80039999999988,0,5.7]
[null,null,"1999-04-14T14:29:59.999",4,14,15,3,"všední",6.4,"","",0,0,0,0,0,0,0,6.4]
[null,null,"1999-04-14T18:29:59.999",4,14,19,3,"všední",6.6,"","",0,0,0,0,0,0,0,6.6]
[null,null,"1999-04-14T21:29:59.999",4,14,22,3,"všední",3.2,"","",0,0,0,0,0,0,0,3.2]
[null,null,"1999-04-15T01:29:59.999",4,15,2,{"$f":"WEEKDAY(C2511-1)","v":4},{"$f":"IF(G2511=6,\"víkend\",IF(G2511=7,\"víkend\",IF(OR(D2511=7,D2511=8),\"prázdniny\",IF(AND(D2511=1,E2511=1),\"prázdniny\",\"všední\"))))","v":"všední"},0.5,{"$f":"+IF(K2511=\"\",\"\",I2511)","v":""},{"$f":"IF(OR(H2511=\"víkend\",H2511=\"prázdniny\"),\"\",IF(I2511>13,0,IF(OR(F2511<$E$5,F2511>$E$6),\"\",IF(OR(F2511=8,F2511=14),$L$4/2,$L$4))))","v":""},0,0,0,0,0,0,0,0.5]
[null,null,{"$f":"C2511+1/24","v":"1999-04-15T02:29:59.999"},4,15,3,4,"všední",0.2,"","",0,0,0,0,0,0,0,0.2]
[null,null,"1999-04-15T05:29:59.999",4,15,6,4,"všední",1,"","",0,0,0,0,0,0,0,1]
[null,null,"1999-04-15T09:29:59.999",4,15,10,4,"všední",5.7,5.7,324,1778.0040000000001,889.00199999999984,711.20159999999998,586.74131999999975,355.60079999999977,177.80039999999988,0,5.7]
[null,null,"1999-04-15T12:29:59.999",4,15,13,4,"všední",8.1,8.1,324,1516.212,758.10599999999988,606.48480000000029,500.34995999999995,303.24240000000015,151.62120000000007,0,8.1]
[null,null,"1999-04-15T15:29:59.999",4,15,16,4,"všední",9.6,"","",0,0,0,0,0,0,0,9.6]
[null,null,"1999-04-15T18:29:59.999",4,15,19,4,"všední",8.8000000000000007,"","",0,0,0,0,0,0,0,8.8000000000000007]
[null,null,"1999-04-15T23:29:59.999",4,15,24,4,"všední",6.1,"","",0,0,0,0,0,0,0,6.1]
[null,null,"1999-04-16T02:29:59.999",4,16,3,5,"všední",5.3,"","",0,0,0,0,0,0,0,5.3]
[null,null,"1999-04-16T03:29:59.999",4,16,4,5,"všední",4.5999999999999996,"","",0,0,0,0,0,0,0,4.5999999999999996]
[null,null,"1999-04-16T06:29:59.999",4,16,7,5,"všední",4.8,"","",0,0,0,0,0,0,0,4.8]
[null,null,"1999-04-16T10:29:59.999",4,16,11,5,"všední",10.6,10.6,324,1243.5119999999999,621.75599999999986,497.40480000000025,410.35896000000002,248.70240000000013,124.35120000000006,0,10.6]
[null,null,"1999-04-16T13:29:59.999",4,16,14,5,"všední",15.4,15.4,0,0,0,0,0,0,0,0,15.4]
[null,null,"1999-04-16T15:29:59.999",4,16,16,5,"všední",15.9,15.9,0,0,0,0,0,0,0,0,15.9]
[null,null,"1999-04-16T21:29:59.999",4,16,22,5,"všední",9.3000000000000007,"","",0,0,0,0,0,0,0,9.3000000000000007]
[null,null,"1999-04-17T00:29:59.999",4,17,1,6,"víkend",8.8000000000000007,"","",0,{"$f":"IF($K2558=\"\",0,$K2558/3600*1.2*1010*($L$1-(M$11/100*($L$1-$I2558)+$I2558)))","v":0},0,0,0,0,0,8.8000000000000007]
[null,null,"1999-04-17T03:29:59.999",4,17,4,6,"víkend",8.4,"","",0,0,0,0,0,0,0,8.4]
[null,null,"1999-04-17T04:29:59.999",4,17,5,6,"víkend",8.1999999999999993,"","",0,0,0,0,0,0,0,8.1999999999999993]
[null,null,"1999-04-17T07:29:59.999",4,17,8,6,"víkend",8.3000000000000007,"","",0,0,0,0,0,0,0,8.3000000000000007]
[null,null,"1999-04-17T11:29:59.999",4,17,12,6,"víkend",9.4,"","",0,0,0,0,0,0,0,9.4]
[null,null,"1999-04-17T14:29:59.999",4,17,15,6,"víkend",8.8000000000000007,"","",0,0,0,0,0,0,0,8.8000000000000007]
[null,null,"1999-04-17T16:29:59.999",4,17,17,6,"víkend",7.7,"","",{"$f":"IF($K2574=\"\",0,$K2574/3600*1.2*1010*($L$1-(L$11*($L$1-$I2574)+$I2574)))","v":0},{"$f":"IF($K2574=\"\",0,$K2574/3600*1.2*1010*($L$1-(M$11/100*($L$1-$I2574)+$I2574)))","v":0},0,0,0,0,0,7.7]
[null,null,"1999-04-17T22:29:59.999",4,17,23,6,"víkend",6.8,"","",0,0,0,0,0,0,0,6.8]
[null,null,"1999-04-18T01:29:59.999",4,18,2,7,"víkend",5.7,"","",0,0,0,0,0,0,0,5.7]
[null,null,"1999-04-18T02:29:59.999",4,18,3,7,"víkend",5.0999999999999996,"","",0,0,0,0,0,0,0,5.0999999999999996]
[null,null,"1999-04-18T05:29:59.999",4,18,6,7,"víkend",4.0999999999999996,"","",0,0,0,0,0,0,0,4.0999999999999996]
[null,null,"1999-04-18T08:29:59.999",4,18,9,7,"víkend",3.2,"","",0,{"$f":"IF($K2590=\"\",0,$K2590/3600*1.2*1010*($L$1-(M$11/100*($L$1-$I2590)+$I2590)))","v":0},0,0,0,0,0,3.2]
[null,null,"1999-04-18T12:29:59.999",4,18,13,7,"víkend",8,"","",0,0,0,0,0,0,0,8]
[null,null,"1999-04-18T17:29:59.999",4,18,{"$f":"F2575","v":18},7,"víkend",6.8,"","",0,0,0,0,0,0,0,6.8]
[null,null,"1999-04-18T19:29:59.999",4,18,20,7,"víkend",6.1,"","",0,0,0,0,0,0,0,6.1]
[null,null,"1999-04-18T23:29:59.999",4,18,24,7,"víkend",3.7,"","",0,0,0,0,0,0,0,3.7]
[null,null,"1999-04-19T02:29:59.999",4,19,3,1,"všední",3,"","",0,0,0,0,0,0,0,3]
[null,null,"1999-04-19T03:29:59.999",4,19,4,1,"všední",2.8,"","",0,0,0,0,0,0,0,2.8]
[null,null,"1999-04-19T06:29:59.999",4,19,7,1,"všední",3.4,"","",0,0,0,0,0,0,0,3.4]
[null,null,"1999-04-19T09:29:59.999",4,19,10,1,"všední",7.2,7.2,324,1614.384,807.19199999999978,645.75359999999978,532.74671999999998,322.87679999999972,161.43840000000003,0,7.2]
[null,null,"1999-04-19T14:29:59.999",4,19,15,1,"všední",9.6999999999999993,"","",0,0,0,0,0,0,0,9.6999999999999993]
[null,null,"1999-04-19T17:29:59.999",4,19,18,1,"všední",9.6999999999999993,"","",0,0,0,0,0,0,0,9.6999999999999993]
[null,null,"1999-04-19T21:29:59.999",4,19,22,1,"všední",4.8,"","",0,0,0,0,0,0,0,4.8]
[null,null,"1999-04-20T00:29:59.999",4,20,1,2,"všední",3.2,"","",0,0,0,0,0,0,0,3.2]
[null,null,"1999-04-20T03:29:59.999",4,20,4,2,"všední",1.1000000000000001,"","",0,0,0,0,0,0,0,1.1000000000000001]
[null,null,"1999-04-20T04:29:59.999",4,20,5,2,"všední",0.3,"","",0,0,0,0,0,0,0,0.3]
[null,null,"1999-04-20T07:29:59.999",4,20,8,2,"všední",6.9,6.9,162,823.55399999999997,411.77700000000004,329.42160000000007,271.77281999999985,164.71079999999998,82.355399999999889,0,6.9]
[null,null,{"$f":"C2639+1/24","v":"1999-04-20T10:29:59.999"},4,20,11,2,"všední",10.6,10.6,324,1243.5119999999999,621.75599999999986,497.40480000000025,410.35896000000002,248.70240000000013,124.35120000000006,0,10.6]
[null,null,"1999-04-20T15:29:59.999",4,20,16,2,"všední",13.3,13.3,0,0,0,0,0,0,0,0,13.3]
[null,null,"1999-04-20T18:29:59.999",4,20,19,2,"všední",10.5,"","",0,0,0,0,0,0,0,10.5]
[null,null,"1999-04-20T22:29:59.999",4,20,23,2,"všední",6.7,"","",0,0,0,0,0,0,0,6.7]
[null,null,"1999-04-21T01:29:59.999",4,21,2,3,"všední",4.9000000000000004,"","",0,0,0,0,0,0,0,4.9000000000000004]
[null,null,"1999-04-21T04:29:59.999",4,21,5,3,"všední",3.2,"","",0,0,0,0,0,0,0,3.2]
[null,null,"1999-04-21T05:29:59.999",4,21,6,3,"všední",3.2,"","",0,0,0,0,0,0,0,3.2]
[null,null,"1999-04-21T08:29:59.999",4,21,9,3,"všední",11,11,324,1199.8799999999999,599.93999999999994,479.95199999999983,395.96039999999988,239.97599999999991,119.98800000000016,0,11]
[null,null,"1999-04-21T12:29:59.999",4,21,13,3,"všední",15.6,15.6,0,0,0,0,0,0,0,0,15.6]
[null,null,"1999-04-21T16:29:59.999",4,21,17,3,"všední",15.7,15.7,0,0,{"$f":"IF($K2670=\"\",0,$K2670/3600*1.2*1010*($L$1-(M$11/100*($L$1-$I2670)+$I2670)))","v":0},0,0,0,0,0,15.7]
[null,null,"1999-04-21T19:29:59.999",4,21,20,3,"všední",13.4,13.4,0,0,0,0,0,0,0,0,13.4]
[null,null,"1999-04-21T23:29:59.999",4,21,24,3,"všední",8.4,"","",0,0,0,0,0,0,0,8.4]
[null,null,"1999-04-22T02:29:59.999",4,22,3,4,"všední",6.8,"","",0,0,0,0,0,0,0,6.8]
[null,null,"1999-04-22T05:29:59.999",4,22,6,4,"všední",6.3,"","",0,0,0,0,0,0,0,6.3]
[null,null,"1999-04-22T06:29:59.999",4,22,7,4,"všední",7.4,"","",0,0,0,0,0,0,0,7.4]
[null,null,"1999-04-22T09:29:59.999",4,22,10,4,"všední",15.7,15.7,0,0,0,0,0,0,0,0,15.7]
[null,null,"1999-04-22T14:29:59.999",4,22,15,4,"všední",18.8,18.8,0,0,0,0,0,0,0,0,18.8]
[null,null,"1999-04-22T17:29:59.999",4,22,18,4,"všední",16.3,16.3,0,0,0,0,0,0,0,0,16.3]
[null,null,"1999-04-22T20:29:59.999",4,22,21,4,"všední",0,"","",0,0,0,0,0,0,0,0]
[null,null,"1999-04-23T00:29:59.999",4,23,1,5,"všední",7.1,"","",{"$f":"IF($K2702=\"\",0,$K2702/3600*1.2*1010*($L$1-(L$11*($L$1-$I2702)+$I2702)))","v":0},{"$f":"IF($K2702=\"\",0,$K2702/3600*1.2*1010*($L$1-(M$11/100*($L$1-$I2702)+$I2702)))","v":0},0,0,0,0,0,7.1]
[null,null,"1999-04-23T03:29:59.999",4,23,4,5,"všední",5.6,"","",0,0,0,0,0,0,0,5.6]
[null,null,"1999-04-23T06:29:59.999",4,23,7,5,"všední",6.3,"","",0,0,0,0,0,0,0,6.3]
[null,null,"1999-04-23T07:29:59.999",4,23,8,5,"všední",10.199999999999999,10.199999999999999,162,643.572,321.78599999999994,257.42879999999991,212.37875999999991,128.71439999999996,64.357199999999978,0,10.199999999999999]
[null,null,"1999-04-23T10:29:59.999",4,23,11,5,"všední",17.8,17.8,0,0,0,0,0,0,0,0,17.8]
[null,null,"1999-04-23T15:29:59.999",4,23,16,5,"všední",19.5,19.5,0,0,0,0,0,0,0,0,19.5]
[null,null,"1999-04-23T18:29:59.999",4,23,19,5,"všední",17.100000000000001,17.100000000000001,0,0,0,0,0,0,0,0,17.100000000000001]
[null,null,"1999-04-23T21:29:59.999",4,23,22,5,"všední",13.9,13.9,0,0,0,0,0,0,0,0,13.9]
[null,null,"1999-04-24T01:29:59.999",4,24,{"$f":"F2703","v":2},6,"víkend",9.9,"","",0,0,0,0,0,0,0,9.9]
[null,null,"1999-04-24T04:29:59.999",4,24,5,6,"víkend",7.2,"","",0,0,0,0,0,0,0,7.2]
[null,null,"1999-04-24T07:29:59.999",4,24,8,6,"víkend",10.4,"","",0,0,0,0,0,0,0,10.4]
[null,null,"1999-04-24T11:29:59.999",4,24,12,6,"víkend",18.7,"","",0,0,0,0,0,0,0,18.7]
[null,null,"1999-04-24T12:29:59.999",4,24,13,6,"víkend",19.5,"","",0,0,0,0,0,0,0,19.5]
[null,null,"1999-04-24T16:29:59.999",4,24,17,6,"víkend",19.2,"","",0,0,0,0,0,0,0,19.2]
[null,null,"1999-04-24T19:29:59.999",4,24,20,6,"víkend",16.399999999999999,"","",0,0,0,0,0,0,0,16.399999999999999]
[null,null,"1999-04-24T22:29:59.999",4,24,23,6,"víkend",12.6,"","",0,0,0,0,0,0,0,12.6]
[null,null,"1999-04-25T02:29:59.999",4,25,3,7,"víkend",8.5,"","",0,0,0,0,0,0,0,8.5]
[null,null,"1999-04-25T05:29:59.999",4,25,6,7,"víkend",7,"","",0,0,0,0,0,0,0,7]
[null,null,"1999-04-25T08:29:59.999",4,25,9,7,"víkend",15.5,"","",0,0,0,0,0,0,0,15.5]
[null,null,"1999-04-25T10:29:59.999",4,25,11,7,"víkend",17.8,"","",0,0,0,0,0,0,0,17.8]
[null,null,"1999-04-25T13:29:59.999",4,25,14,7,"víkend",20,"","",0,0,0,0,0,0,0,20]
[null,null,"1999-04-25T17:29:59.999",4,25,18,{"$f":"WEEKDAY(C2767-1)","v":7},{"$f":"IF(G2767=6,\"víkend\",IF(G2767=7,\"víkend\",IF(OR(D2767=7,D2767=8),\"prázdniny\",IF(AND(D2767=1,E2767=1),\"prázdniny\",\"všední\"))))","v":"víkend"},19.600000000000001,{"$f":"+IF(K2767=\"\",\"\",I2767)","v":""},{"$f":"IF(OR(H2767=\"víkend\",H2767=\"prázdniny\"),\"\",IF(I2767>13,0,IF(OR(F2767<$E$5,F2767>$E$6),\"\",IF(OR(F2767=8,F2767=14),$L$4/2,$L$4))))","v":""},0,0,0,0,0,0,0,19.600000000000001]
[null,null,"1999-04-25T20:29:59.999",4,25,21,7,"víkend",15.6,"","",0,0,0,0,0,0,0,15.6]
[null,null,"1999-04-25T23:29:59.999",4,25,24,7,"víkend",12.2,"","",0,0,0,0,0,0,0,12.2]
[null,null,"1999-04-26T03:29:59.999",4,26,4,1,"všední",7.7,"","",0,0,0,0,0,0,0,7.7]
[null,null,"1999-04-26T06:29:59.999",4,26,7,1,"všední",10.3,"","",0,0,0,0,0,0,0,10.3]
[null,null,"1999-04-26T09:29:59.999",4,26,10,1,"všední",14.7,14.7,0,0,0,0,0,0,0,0,14.7]
[null,null,"1999-04-26T11:29:59.999",4,26,12,1,"všední",15.2,15.2,0,0,0,0,0,0,0,0,15.2]
[null,null,"1999-04-26T14:29:59.999",4,26,15,1,"všední",15.8,15.8,0,0,0,0,0,0,0,0,15.8]
[null,null,"1999-04-26T18:29:59.999",4,26,19,1,"všední",13.9,13.9,0,0,0,0,0,0,0,0,13.9]
[null,null,"1999-04-26T21:29:59.999",4,26,22,1,"všední",12.8,"","",0,0,0,0,0,0,0,12.8]
[null,null,"1999-04-27T01:29:59.999",4,27,2,2,"všední",9.1,"","",0,0,0,0,0,0,0,9.1]
[null,null,"1999-04-27T04:29:59.999",4,27,5,2,"všední",7.9,"","",0,0,0,0,0,0,0,7.9]
[null,null,"1999-04-27T06:29:59.999",4,27,7,2,"všední",9.8000000000000007,"","",0,0,0,0,0,0,0,9.8000000000000007]
[null,null,"1999-04-27T09:29:59.999",4,27,10,2,"všední",14.3,14.3,0,0,0,0,0,0,0,0,14.3]
[null,null,"1999-04-27T12:29:59.999",4,27,13,2,"všední",16.8,16.8,0,0,0,0,0,0,0,0,16.8]
[null,null,"1999-04-27T15:29:59.999",4,27,16,2,"všední",16.100000000000001,16.100000000000001,0,0,0,0,0,0,0,0,16.100000000000001]
[null,null,"1999-04-27T19:29:59.999",4,27,20,2,"všední",13.5,13.5,0,0,0,0,0,0,0,0,13.5]
[null,null,"1999-04-27T22:29:59.999",4,27,23,2,"všední",11,"","",0,0,0,0,0,0,0,11]
[null,null,"1999-04-28T02:29:59.999",4,28,3,3,"všední",8.1999999999999993,"","",0,0,0,0,0,0,0,8.1999999999999993]
[null,null,"1999-04-28T03:29:59.999",4,28,4,3,"všední",7.5,"","",0,0,0,0,0,0,0,7.5]
[null,null,"1999-04-28T09:29:59.999",4,28,10,{"$f":"WEEKDAY(C2831-1)","v":3},{"$f":"IF(G2831=6,\"víkend\",IF(G2831=7,\"víkend\",IF(OR(D2831=7,D2831=8),\"prázdniny\",IF(AND(D2831=1,E2831=1),\"prázdniny\",\"všední\"))))","v":"všední"},18.2,{"$f":"+IF(K2831=\"\",\"\",I2831)","v":18.2},{"$f":"IF(OR(H2831=\"víkend\",H2831=\"prázdniny\"),\"\",IF(I2831>13,0,IF(OR(F2831<$E$5,F2831>$E$6),\"\",IF(OR(F2831=8,F2831=14),$L$4/2,$L$4))))","v":0},0,0,0,0,0,0,0,18.2]
[null,null,{"$f":"C2831+1/24","v":"1999-04-28T10:29:59.999"},4,28,11,3,"všední",18.3,18.3,0,0,0,0,0,0,0,0,18.3]
[null,null,"1999-04-28T13:29:59.999",4,28,14,3,"všední",20.8,20.8,0,0,0,0,0,0,0,0,20.8]
[null,null,"1999-04-28T16:29:59.999",4,28,17,3,"všední",20.3,20.3,0,0,0,0,0,0,0,0,20.3]
[null,null,"1999-04-28T20:29:59.999",4,28,21,3,"všední",15.1,15.1,0,0,0,0,0,0,0,0,15.1]
[null,null,"1999-04-28T23:29:59.999",4,28,24,3,"všední",11.8,"","",0,0,0,0,0,0,0,11.8]
[null,null,"1999-04-29T03:29:59.999",4,29,4,4,"všední",8.8000000000000007,"","",0,0,0,0,0,0,0,8.8000000000000007]
[null,null,"1999-04-29T04:29:59.999",4,29,5,4,"všední",8.3000000000000007,"","",0,0,0,0,0,0,0,8.3000000000000007]
[null,null,"1999-04-29T10:29:59.999",4,29,11,4,"všední",19.8,19.8,0,0,0,0,0,0,0,0,19.8]
[null,null,"1999-04-29T11:29:59.999",4,29,12,4,"všední",20.6,20.6,0,0,0,0,0,0,0,0,20.6]
[null,null,"1999-04-29T14:29:59.999",4,29,15,4,"všední",21.2,21.2,0,0,0,0,0,0,0,0,21.2]
[null,null,"1999-04-29T18:29:59.999",4,29,19,4,"všední",19.899999999999999,19.899999999999999,0,0,0,0,0,0,0,0,19.899999999999999]
[null,null,"1999-04-29T21:29:59.999",4,29,22,4,"všední",15,15,0,0,0,0,0,0,0,0,15]
[null,null,"1999-04-30T00:29:59.999",4,30,1,5,"všední",11.4,"","",0,0,0,0,0,0,0,11.4]
[null,null,"1999-04-30T05:29:59.999",4,30,6,5,"všední",10.1,"","",0,0,0,0,0,0,0,10.1]
[null,null,"1999-04-30T08:29:59.999",4,30,9,5,"všední",17.899999999999999,17.899999999999999,0,0,{"$f":"IF($K2878=\"\",0,$K2878/3600*1.2*1010*($L$1-(M$11/100*($L$1-$I2878)+$I2878)))","v":0},0,0,0,0,0,17.899999999999999]
[null,null,"1999-04-30T11:29:59.999",4,30,12,5,"všední",24,24,0,0,0,0,0,0,0,0,24]
[null,null,"1999-04-30T12:29:59.999",4,30,13,5,"všední",23.7,23.7,0,0,0,0,0,0,0,0,23.7]
[null,null,"1999-04-30T15:29:59.999",4,30,16,5,"všední",23.8,23.8,0,0,0,0,0,0,0,0,23.8]
[null,null,"1999-04-30T19:29:59.999",4,30,20,5,"všední",18.899999999999999,18.899999999999999,0,0,0,0,0,0,0,0,18.899999999999999]
[null,null,"1999-04-30T22:29:59.999",4,30,23,5,"všední",17.5,17.5,0,0,0,0,0,0,0,0,17.5]
[null,null,{"$f":"C2895+1/24","v":"1999-05-01T02:29:59.999"},5,1,3,6,"víkend",10.199999999999999,"","",0,0,0,0,0,0,0,10.199999999999999]
[null,null,"1999-05-01T06:29:59.999",5,1,7,6,"víkend",10.4,"","",0,0,0,0,0,0,0,10.4]
[null,null,"1999-05-01T09:29:59.999",5,1,10,6,"víkend",10.199999999999999,"","",0,0,0,0,0,0,0,10.199999999999999]
[null,null,"1999-05-01T10:29:59.999",5,1,11,6,"víkend",9.9,"","",0,0,0,0,0,0,0,9.9]
[null,null,"1999-05-01T13:29:59.999",5,1,14,6,"víkend",10.1,"","",0,0,0,0,0,0,0,10.1]
[null,null,"1999-05-01T16:29:59.999",5,1,17,6,"víkend",10.4,"","",0,{"$f":"IF($K2910=\"\",0,$K2910/3600*1.2*1010*($L$1-(M$11/100*($L$1-$I2910)+$I2910)))","v":0},0,0,0,0,0,10.4]
[null,null,"1999-05-01T20:29:59.999",5,1,21,6,"víkend",7.8,"","",0,0,0,0,0,0,0,7.8]
[null,null,"1999-05-01T23:29:59.999",5,1,24,6,"víkend",4.8,"","",0,0,0,0,0,0,0,4.8]
[null,null,"1999-05-02T03:29:59.999",5,2,4,7,"víkend",1.2,"","",0,0,0,0,0,0,0,1.2]
[null,null,"1999-05-02T07:29:59.999",5,2,8,7,"víkend",7.5,"","",0,0,0,0,0,0,0,7.5]
[null,null,"1999-05-02T10:29:59.999",5,2,11,7,"víkend",11,"","",0,0,0,0,0,0,0,11]
[null,null,"1999-05-02T11:29:59.999",5,2,12,7,"víkend",11.6,"","",0,0,0,0,0,0,0,11.6]
[null,null,"1999-05-02T14:29:59.999",5,2,15,7,"víkend",13.7,"","",0,0,0,0,0,0,0,13.7]
[null,null,"1999-05-02T17:29:59.999",5,2,18,7,"víkend",13.5,"","",0,0,0,0,0,0,0,13.5]
[null,null,"1999-05-02T21:29:59.999",5,2,22,7,"víkend",8.1,"","",0,0,0,0,0,0,0,8.1]
[null,null,"1999-05-03T00:29:59.999",5,3,1,1,"všední",5.5,"","",0,{"$f":"IF($K2942=\"\",0,$K2942/3600*1.2*1010*($L$1-(M$11/100*($L$1-$I2942)+$I2942)))","v":0},0,0,0,0,0,5.5]
[null,null,"1999-05-03T04:29:59.999",5,3,5,1,"všední",1.4,"","",0,0,0,0,0,0,0,1.4]
[null,null,"1999-05-03T08:29:59.999",5,3,9,1,"všední",11.3,11.3,324,1167.1559999999999,583.5780000000002,466.86240000000009,385.16147999999987,233.43120000000005,116.71560000000002,0,11.3]
[null,null,"1999-05-03T11:29:59.999",5,3,12,1,"všední",13.7,13.7,0,0,0,0,0,0,0,0,13.7]
[null,null,"1999-05-03T12:29:59.999",5,3,13,1,"všední",14.3,14.3,0,0,0,0,0,0,0,0,14.3]
[null,null,"1999-05-03T15:29:59.999",5,3,16,1,"všední",15.6,15.6,0,0,0,0,0,0,0,0,15.6]
[null,null,{"$f":"C2959+1/24","v":"1999-05-03T18:29:59.999"},5,3,19,1,"všední",14.6,14.6,0,0,0,0,0,0,0,0,14.6]
[null,null,"1999-05-03T21:29:59.999",5,3,22,1,"všední",9.5,"","",0,0,0,0,0,0,0,9.5]
[null,null,"1999-05-04T02:29:59.999",5,4,3,2,"všední",4.7,"","",0,0,0,0,0,0,0,4.7]
[null,null,"1999-05-04T06:29:59.999",5,4,7,2,"všední",5.8,"","",0,0,0,0,0,0,0,5.8]
[null,null,"1999-05-04T09:29:59.999",5,4,10,2,"všední",17,17,0,0,0,0,0,0,0,0,17]
[null,null,"1999-05-04T12:29:59.999",5,4,13,2,"všední",20.5,20.5,0,0,0,0,0,0,0,0,20.5]
[null,null,"1999-05-04T13:29:59.999",5,4,14,2,"všední",20.5,20.5,0,0,0,0,0,0,0,0,20.5]
[null,null,"1999-05-04T16:29:59.999",5,4,17,2,"všední",20.399999999999999,20.399999999999999,0,0,0,0,0,0,0,0,20.399999999999999]
[null,null,"1999-05-04T19:29:59.999",5,4,20,2,"všední",17.2,17.2,0,0,0,0,0,0,0,0,17.2]
[null,null,"1999-05-04T22:29:59.999",5,4,23,2,"všední",14.1,14.1,0,0,0,0,0,0,0,0,14.1]
[null,null,"1999-05-05T03:29:59.999",5,5,4,3,"všední",8,"","",0,0,0,0,0,0,0,8]
[null,null,"1999-05-05T07:29:59.999",5,5,8,3,"všední",14.4,14.4,0,0,0,0,0,0,0,0,14.4]
[null,null,"1999-05-05T10:29:59.999",5,5,11,3,"všední",18,18,0,0,0,0,0,0,0,0,18]
[null,null,"1999-05-05T13:29:59.999",5,5,14,3,"všední",20.399999999999999,20.399999999999999,0,0,0,0,0,0,0,0,20.399999999999999]
[null,null,"1999-05-05T14:29:59.999",5,5,15,3,"všední",20.399999999999999,20.399999999999999,0,0,0,0,0,0,0,0,20.399999999999999]
[null,null,"1999-05-05T17:29:59.999",5,5,18,3,"všední",20.3,20.3,0,0,0,0,0,0,0,0,20.3]
[null,null,"1999-05-05T23:29:59.999",5,5,24,3,"všední",12.1,"","",0,0,0,0,0,0,0,12.1]
[null,null,"1999-05-06T01:29:59.999",5,6,2,4,"všední",10,"","",0,0,0,0,0,0,0,10]
[null,null,"1999-05-06T04:29:59.999",5,6,5,4,"všední",8.3000000000000007,"","",0,0,0,0,0,0,0,8.3000000000000007]
[null,null,"1999-05-06T08:29:59.999",5,6,9,4,"všední",16.899999999999999,16.899999999999999,0,{"$f":"IF($K3022=\"\",0,$K3022/3600*1.2*1010*($L$1-(L$11*($L$1-$I3022)+$I3022)))","v":0},{"$f":"IF($K3022=\"\",0,$K3022/3600*1.2*1010*($L$1-(M$11/100*($L$1-$I3022)+$I3022)))","v":0},0,0,0,0,0,16.899999999999999]
[null,null,"1999-05-06T11:29:59.999",5,6,12,4,"všední",22.8,22.8,0,0,0,0,0,0,0,0,22.8]
[null,null,"1999-05-06T14:29:59.999",5,6,15,4,"všední",23.8,23.8,0,0,0,0,0,0,0,0,23.8]
[null,null,"1999-05-06T15:29:59.999",5,6,16,4,"všední",23.6,23.6,0,0,0,0,0,0,0,0,23.6]
[null,null,"1999-05-06T20:29:59.999",5,6,21,4,"všední",17.600000000000001,17.600000000000001,0,0,0,0,0,0,0,0,17.600000000000001]
[null,null,"1999-05-06T23:29:59.999",5,6,24,4,"všední",14.4,14.4,0,0,0,0,0,0,0,0,14.4]
[null,null,"1999-05-07T02:29:59.999",5,7,3,5,"všední",12.2,"","",0,0,0,0,0,0,0,12.2]
[null,null,"1999-05-07T05:29:59.999",5,7,6,5,"všední",11.1,"","",0,0,0,0,0,0,0,11.1]
[null,null,"1999-05-07T09:29:59.999",5,7,{"$f":"F3023","v":10},5,"všední",16.8,16.8,0,0,0,0,0,0,0,0,16.8]
[null,null,"1999-05-07T12:29:59.999",5,7,13,5,"všední",17.399999999999999,17.399999999999999,0,0,0,0,0,0,0,0,17.399999999999999]
[null,null,"1999-05-07T15:29:59.999",5,7,16,5,"všední",20.2,20.2,0,0,0,0,0,0,0,0,20.2]
[null,null,"1999-05-07T17:29:59.999",5,7,18,5,"všední",18.5,18.5,0,0,0,0,0,0,0,0,18.5]
[null,null,"1999-05-07T20:29:59.999",5,7,21,5,"všední",14.8,14.8,0,0,0,0,0,0,0,0,14.8]
[null,null,"1999-05-08T00:29:59.999",5,8,1,6,"víkend",10.5,"","",0,0,0,0,0,0,0,10.5]
[null,null,"1999-05-08T03:29:59.999",5,8,4,6,"víkend",9.1,"","",0,0,0,0,0,0,0,9.1]
[null,null,"1999-05-08T06:29:59.999",5,8,7,6,"víkend",11.4,"","",0,0,0,0,0,0,0,11.4]
[null,null,"1999-05-08T10:29:59.999",5,8,11,6,"víkend",18.7,"","",0,0,0,0,0,0,0,18.7]
[null,null,"1999-05-08T13:29:59.999",5,8,14,6,"víkend",21.4,"","",0,0,0,0,0,0,0,21.4]
[null,null,"1999-05-08T14:29:59.999",5,8,15,6,"víkend",22.4,"","",0,0,0,0,0,0,0,22.4]
[null,null,"1999-05-08T18:29:59.999",5,8,19,6,"víkend",14.5,"","",0,0,0,0,0,0,0,14.5]
[null,null,"1999-05-08T21:29:59.999",5,8,22,6,"víkend",13.1,"","",0,0,0,0,0,0,0,13.1]
[null,null,"1999-05-09T01:29:59.999",5,9,2,{"$f":"WEEKDAY(C3087-1)","v":7},{"$f":"IF(G3087=6,\"víkend\",IF(G3087=7,\"víkend\",IF(OR(D3087=7,D3087=8),\"prázdniny\",IF(AND(D3087=1,E3087=1),\"prázdniny\",\"všední\"))))","v":"víkend"},11.4,{"$f":"+IF(K3087=\"\",\"\",I3087)","v":""},{"$f":"IF(OR(H3087=\"víkend\",H3087=\"prázdniny\"),\"\",IF(I3087>13,0,IF(OR(F3087<$E$5,F3087>$E$6),\"\",IF(OR(F3087=8,F3087=14),$L$4/2,$L$4))))","v":""},0,0,0,0,0,0,0,11.4]
[null,null,"1999-05-09T04:29:59.999",5,9,5,7,"víkend",9.4,"","",0,0,0,0,0,0,0,9.4]
[null,null,"1999-05-09T07:29:59.999",5,9,8,7,"víkend",11.7,"","",0,0,0,0,0,0,0,11.7]
[null,null,"1999-05-09T11:29:59.999",5,9,12,7,"víkend",11.8,"","",0,0,0,0,0,0,0,11.8]
[null,null,"1999-05-09T14:29:59.999",5,9,15,7,"víkend",9,"","",0,0,0,0,0,0,0,9]
[null,null,"1999-05-09T15:29:59.999",5,9,16,7,"víkend",12,"","",0,0,0,0,0,0,0,12]
[null,null,"1999-05-09T19:29:59.999",5,9,20,7,"víkend",8.9,"","",0,0,0,0,0,0,0,8.9]
[null,null,"1999-05-09T22:29:59.999",5,9,23,7,"víkend",7.3,"","",0,0,0,0,0,0,0,7.3]
[null,null,"1999-05-10T02:29:59.999",5,10,3,1,"všední",6.8,"","",0,0,0,0,0,0,0,6.8]
[null,null,"1999-05-10T05:29:59.999",5,10,6,1,"všední",6.4,"","",0,0,0,0,0,0,0,6.4]
[null,null,"1999-05-10T08:29:59.999",5,10,9,1,"všední",8,8,324,1527.12,{"$f":"IF($K3118=\"\",0,$K3118/3600*1.2*1010*($L$1-(M$11/100*($L$1-$I3118)+$I3118)))","v":763.56},610.84800000000018,503.94959999999969,305.42399999999969,152.71199999999985,0,8]
[null,null,"1999-05-10T12:29:59.999",5,10,13,1,"všední",10.199999999999999,10.199999999999999,324,1287.144,643.57199999999989,514.85759999999982,424.75751999999983,257.42879999999991,128.71439999999996,0,10.199999999999999]
[null,null,"1999-05-10T16:29:59.999",5,10,17,1,"všední",9.9,"","",0,0,0,0,0,0,0,9.9]
[null,null,"1999-05-10T17:29:59.999",5,10,18,1,"všední",10.6,"","",0,0,0,0,0,0,0,10.6]
[null,null,"1999-05-10T20:29:59.999",5,10,21,1,"všední",7.5,"","",0,0,0,0,0,0,0,7.5]
[null,null,"1999-05-10T23:29:59.999",5,10,24,1,"všední",5.0999999999999996,"","",0,0,0,0,0,0,0,5.0999999999999996]
[null,null,"1999-05-11T03:29:59.999",5,11,4,2,"všední",1.8,"","",0,0,0,0,0,0,0,1.8]
[null,null,"1999-05-11T06:29:59.999",5,11,7,2,"všední",5.5,"","",0,0,0,0,0,0,0,5.5]
[null,null,"1999-05-11T10:29:59.999",5,11,11,2,"všední",12.3,12.3,324,1058.0759999999998,529.03800000000012,423.23039999999986,349.16508000000005,211.61519999999976,105.80759999999988,0,12.3]
[null,null,"1999-05-11T13:29:59.999",5,11,14,2,"všední",13.7,13.7,0,0,0,0,0,0,0,0,13.7]
[null,null,"1999-05-11T17:29:59.999",5,11,18,{"$f":"WEEKDAY(C3151-1)","v":2},{"$f":"IF(G3151=6,\"víkend\",IF(G3151=7,\"víkend\",IF(OR(D3151=7,D3151=8),\"prázdniny\",IF(AND(D3151=1,E3151=1),\"prázdniny\",\"všední\"))))","v":"všední"},12.6,{"$f":"+IF(K3151=\"\",\"\",I3151)","v":""},{"$f":"IF(OR(H3151=\"víkend\",H3151=\"prázdniny\"),\"\",IF(I3151>13,0,IF(OR(F3151<$E$5,F3151>$E$6),\"\",IF(OR(F3151=8,F3151=14),$L$4/2,$L$4))))","v":""},0,0,0,0,0,0,0,12.6]
[null,null,{"$f":"C3151+1/24","v":"1999-05-11T18:29:59.999"},5,11,19,2,"všední",12.4,"","",0,0,0,0,0,0,0,12.4]
[null,null,"1999-05-11T21:29:59.999",5,11,22,2,"všední",10.7,"","",0,0,0,0,0,0,0,10.7]
[null,null,"1999-05-12T00:29:59.999",5,12,1,3,"všední",9.1,"","",0,0,0,0,0,0,0,9.1]
[null,null,"1999-05-12T04:29:59.999",5,12,5,3,"všední",8.6,"","",0,0,0,0,0,0,0,8.6]
[null,null,"1999-05-12T07:29:59.999",5,12,8,3,"všední",10.6,10.6,162,621.75599999999997,310.87799999999993,248.70240000000013,205.17948000000001,124.35120000000006,62.175600000000031,0,10.6]
[null,null,"1999-05-12T11:29:59.999",5,12,12,3,"všední",12.4,12.4,324,1047.1679999999999,523.58400000000006,418.86719999999997,345.56543999999991,209.43360000000018,104.71680000000009,0,12.4]
[null,null,"1999-05-12T14:29:59.999",5,12,15,3,"všední",13.1,13.1,0,0,0,0,0,0,0,0,13.1]
[null,null,"1999-05-12T18:29:59.999",5,12,19,3,"všední",13.6,13.6,0,0,0,0,0,0,0,0,13.6]
[null,null,"1999-05-12T19:29:59.999",5,12,20,3,"všední",13.2,13.2,0,0,0,0,0,0,0,0,13.2]
[null,null,"1999-05-12T22:29:59.999",5,12,23,3,"všední",11.6,"","",0,0,0,0,0,0,0,11.6]
[null,null,"1999-05-13T02:29:59.999",5,13,3,4,"všední",11.2,"","",0,0,0,0,0,0,0,11.2]
[null,null,"1999-05-13T05:29:59.999",5,13,6,4,"všední",11.3,"","",0,0,0,0,0,0,0,11.3]
[null,null,"1999-05-13T08:29:59.999",5,13,9,4,"všední",10.4,10.4,324,1265.328,632.6640000000001,506.13120000000004,417.55823999999996,253.06560000000002,126.53280000000001,0,10.4]
[null,null,"1999-05-13T11:29:59.999",5,13,12,4,"všední",9.3000000000000007,9.3000000000000007,324,1385.3159999999998,692.6579999999999,554.12639999999976,457.15427999999986,277.06319999999988,138.53159999999994,0,9.3000000000000007]
[null,null,"1999-05-13T16:29:59.999",5,13,17,4,"všední",7.2,"","",0,{"$f":"IF($K3198=\"\",0,$K3198/3600*1.2*1010*($L$1-(M$11/100*($L$1-$I3198)+$I3198)))","v":0},0,0,0,0,0,7.2]
[null,null,"1999-05-13T19:29:59.999",5,13,20,4,"všední",6.2,"","",0,0,0,0,0,0,0,6.2]
[null,null,"1999-05-13T20:29:59.999",5,13,21,4,"všední",5.4,"","",0,0,0,0,0,0,0,5.4]
[null,null,"1999-05-13T23:29:59.999",5,13,24,4,"všední",5,"","",0,0,0,0,0,0,0,5]
[null,null,"1999-05-14T03:29:59.999",5,14,4,5,"všední",4.8,"","",0,0,0,0,0,0,0,4.8]
[null,null,"1999-05-14T06:29:59.999",5,14,7,5,"všední",5.9,"","",0,0,0,0,0,0,0,5.9]
[null,null,"1999-05-14T09:29:59.999",5,14,10,{"$f":"WEEKDAY(C3215-1)","v":5},{"$f":"IF(G3215=6,\"víkend\",IF(G3215=7,\"víkend\",IF(OR(D3215=7,D3215=8),\"prázdniny\",IF(AND(D3215=1,E3215=1),\"prázdniny\",\"všední\"))))","v":"všední"},7.8,{"$f":"+IF(K3215=\"\",\"\",I3215)","v":7.8},{"$f":"IF(OR(H3215=\"víkend\",H3215=\"prázdniny\"),\"\",IF(I3215>13,0,IF(OR(F3215<$E$5,F3215>$E$6),\"\",IF(OR(F3215=8,F3215=14),$L$4/2,$L$4))))","v":324},1548.9359999999999,774.46800000000019,619.57439999999997,511.14887999999996,309.78719999999998,154.89360000000019,0,7.8]
[null,null,"1999-05-14T12:29:59.999",5,14,13,5,"všední",7.9,7.9,324,1538.028,769.01400000000001,615.21120000000008,507.54923999999983,307.60560000000004,153.80280000000002,0,7.9]
[null,null,"1999-05-14T17:29:59.999",5,14,18,5,"všední",7.8,"","",0,0,0,0,0,0,0,7.8]
[null,null,"1999-05-14T20:29:59.999",5,14,21,5,"všední",6.4,"","",0,0,0,0,0,0,0,6.4]
[null,null,"1999-05-14T21:29:59.999",5,14,22,5,"všední",5.8,"","",0,0,0,0,0,0,0,5.8]
[null,null,"1999-05-15T00:29:59.999",5,15,1,6,"víkend",3.4,"","",0,{"$f":"IF($K3230=\"\",0,$K3230/3600*1.2*1010*($L$1-(M$11/100*($L$1-$I3230)+$I3230)))","v":0},0,0,0,0,0,3.4]
[null,null,"1999-05-15T04:29:59.999",5,15,5,6,"víkend",1.7,"","",0,0,0,0,0,0,0,1.7]
[null,null,"1999-05-15T07:29:59.999",5,15,8,6,"víkend",7.4,"","",0,0,0,0,0,0,0,7.4]
[null,null,"1999-05-15T09:29:59.999",5,15,{"$f":"F3215","v":10},6,"víkend",10.4,"","",0,0,0,0,0,0,0,10.4]
[null,null,"1999-05-15T15:29:59.999",5,15,16,6,"víkend",12.2,"","",0,0,0,0,0,0,0,12.2]
[null,null,"1999-05-15T18:29:59.999",5,15,19,6,"víkend",11.5,"","",0,0,0,0,0,0,0,11.5]
[null,null,"1999-05-15T19:29:59.999",5,15,20,6,"víkend",10,"","",0,0,0,0,0,0,0,10]
[null,null,"1999-05-15T22:29:59.999",5,15,23,6,"víkend",5.8,"","",0,0,0,0,0,0,0,5.8]
[null,null,"1999-05-16T01:29:59.999",5,16,2,7,"víkend",2.9,"","",0,0,0,0,0,0,0,2.9]
[null,null,"1999-05-16T05:29:59.999",5,16,6,7,"víkend",5.5,"","",0,0,0,0,0,0,0,5.5]
[null,null,"1999-05-16T10:29:59.999",5,16,11,7,"víkend",14.4,"","",0,0,0,0,0,0,0,14.4]
[null,null,"1999-05-16T12:29:59.999",5,16,13,7,"víkend",15.7,"","",0,0,0,0,0,0,0,15.7]
[null,null,"1999-05-16T16:29:59.999",5,16,17,7,"víkend",14.9,"","",0,0,0,0,0,0,0,14.9]
[null,null,"1999-05-16T19:29:59.999",5,16,20,7,"víkend",12.4,"","",0,0,0,0,0,0,0,12.4]
[null,null,"1999-05-16T20:29:59.999",5,16,21,7,"víkend",11.8,"","",0,0,0,0,0,0,0,11.8]
[null,null,"1999-05-16T23:29:59.999",5,16,24,7,"víkend",9.6999999999999993,"","",0,0,0,0,0,0,0,9.6999999999999993]
[null,null,{"$f":"C3279+1/24","v":"1999-05-17T02:29:59.999"},5,17,3,1,"všední",10,"","",0,0,0,0,0,0,0,10]
[null,null,"1999-05-17T06:29:59.999",5,17,7,1,"všední",11.6,"","",0,0,0,0,0,0,0,11.6]
[null,null,"1999-05-17T11:29:59.999",5,17,12,1,"všední",15.5,15.5,0,0,0,0,0,0,0,0,15.5]
[null,null,"1999-05-17T13:29:59.999",5,17,14,1,"všední",14.7,14.7,0,0,0,0,0,0,0,0,14.7]
[null,null,"1999-05-17T17:29:59.999",5,17,18,1,"všední",15.8,15.8,0,0,0,0,0,0,0,0,15.8]
[null,null,"1999-05-17T20:29:59.999",5,17,21,1,"všední",12.1,"","",0,0,0,0,0,0,0,12.1]
[null,null,"1999-05-17T21:29:59.999",5,17,22,1,"všední",11.9,"","",0,0,0,0,0,0,0,11.9]
[null,null,"1999-05-18T00:29:59.999",5,18,1,2,"všední",11.4,"","",0,0,0,0,0,0,0,11.4]
[null,null,"1999-05-18T03:29:59.999",5,18,4,2,"všední",10.5,"","",0,0,0,0,0,0,0,10.5]
[null,null,"1999-05-18T08:29:59.999",5,18,9,2,"všední",12,12,324,1090.8,{"$f":"IF($K3310=\"\",0,$K3310/3600*1.2*1010*($L$1-(M$11/100*($L$1-$I3310)+$I3310)))","v":545.4},436.32,359.96400000000006,218.16,109.08,0,12]
[null,null,"1999-05-18T11:29:59.999",5,18,12,2,"všední",13.5,13.5,0,0,0,0,0,0,0,0,13.5]
[null,null,"1999-05-18T15:29:59.999",5,18,16,2,"všední",17.899999999999999,17.899999999999999,0,0,0,0,0,0,0,0,17.899999999999999]
[null,null,"1999-05-18T18:29:59.999",5,18,19,2,"všední",16.399999999999999,16.399999999999999,0,0,0,0,0,0,0,0,16.399999999999999]
[null,null,"1999-05-18T21:29:59.999",5,18,22,2,"všední",12.5,"","",0,0,0,0,0,0,0,12.5]
[null,null,"1999-05-18T22:29:59.999",5,18,23,2,"všední",12.1,"","",0,0,0,0,0,0,0,12.1]
[null,null,"1999-05-19T01:29:59.999",5,19,2,3,"všední",8.1999999999999993,"","",0,0,0,0,0,0,0,8.1999999999999993]
[null,null,"1999-05-19T05:29:59.999",5,19,6,3,"všední",7.5,"","",0,0,0,0,0,0,0,7.5]
[null,null,"1999-05-19T09:29:59.999",5,19,10,3,"všední",8.1,8.1,324,1516.212,758.10599999999988,606.48480000000029,500.34995999999995,303.24240000000015,151.62120000000007,0,8.1]
[null,null,"1999-05-19T12:29:59.999",5,19,13,3,"všední",9.6999999999999993,9.6999999999999993,324,1341.684,670.84199999999998,536.67360000000019,442.75571999999971,268.3368000000001,134.16840000000005,0,9.6999999999999993]
[null,null,"1999-05-19T16:29:59.999",5,19,17,3,"všední",11.2,"","",{"$f":"IF($K3342=\"\",0,$K3342/3600*1.2*1010*($L$1-(L$11*($L$1-$I3342)+$I3342)))","v":0},{"$f":"IF($K3342=\"\",0,$K3342/3600*1.2*1010*($L$1-(M$11/100*($L$1-$I3342)+$I3342)))","v":0},0,0,0,0,0,11.2]
[null,null,"1999-05-19T19:29:59.999",5,19,20,3,"všední",8.8000000000000007,"","",0,0,0,0,0,0,0,8.8000000000000007]
[null,null,"1999-05-19T22:29:59.999",5,19,23,3,"všední",5.6,"","",0,0,0,0,0,0,0,5.6]
[null,null,"1999-05-19T23:29:59.999",5,19,24,3,"všední",5,"","",0,0,0,0,0,0,0,5]
[null,null,"1999-05-20T02:29:59.999",5,20,3,4,"všední",3.7,"","",0,0,0,0,0,0,0,3.7]
[null,null,"1999-05-20T06:29:59.999",5,20,7,4,"všední",6.3,"","",0,0,0,0,0,0,0,6.3]
[null,null,"1999-05-20T10:29:59.999",5,20,11,4,"všední",11.2,11.2,324,1178.0640000000001,589.03199999999981,471.22560000000004,388.76112000000001,235.61280000000002,117.80639999999981,0,11.2]
[null,null,"1999-05-20T13:29:59.999",5,20,14,4,"všední",12.2,12.2,162,534.49200000000008,267.24599999999992,213.79680000000008,176.38236000000009,106.89840000000004,53.449200000000019,0,12.2]
[null,null,"1999-05-20T17:29:59.999",5,20,{"$f":"F3343","v":18},4,"všední",11.5,"","",0,0,0,0,0,0,0,11.5]
[null,null,"1999-05-20T20:29:59.999",5,20,21,4,"všední",10.6,"","",0,0,0,0,0,0,0,10.6]
[null,null,"1999-05-20T23:29:59.999",5,20,24,4,"všední",9.1,"","",0,0,0,0,0,0,0,9.1]
[null,null,"1999-05-21T00:29:59.999",5,21,1,5,"všední",7.8,"","",0,{"$f":"IF($K3374=\"\",0,$K3374/3600*1.2*1010*($L$1-(M$11/100*($L$1-$I3374)+$I3374)))","v":0},0,0,0,0,0,7.8]
[null,null,"1999-05-21T03:29:59.999",5,21,4,5,"všední",5.6,"","",0,0,0,0,0,0,0,5.6]
[null,null,"1999-05-21T08:29:59.999",5,21,9,5,"všední",11.7,11.7,324,1123.5240000000001,561.76199999999983,449.40960000000013,370.76292000000007,224.70480000000023,112.35240000000012,0,11.7]
[null,null,"1999-05-21T11:29:59.999",5,21,12,5,"všední",15,15,0,0,0,0,0,0,0,0,15]
[null,null,"1999-05-21T14:29:59.999",5,21,15,5,"všední",14.5,14.5,0,0,0,0,0,0,0,0,14.5]
[null,null,"1999-05-21T18:29:59.999",5,21,19,5,"všední",12.2,"","",0,0,0,0,0,0,0,12.2]
[null,null,"1999-05-21T21:29:59.999",5,21,22,5,"všední",9.1,"","",0,0,0,0,0,0,0,9.1]
[null,null,"1999-05-22T00:29:59.999",5,22,1,6,"víkend",5.4,"","",0,0,0,0,0,0,0,5.4]
[null,null,"1999-05-22T04:29:59.999",5,22,5,6,"víkend",2.9,"","",0,0,0,0,0,0,0,2.9]
[null,null,"1999-05-22T05:29:59.999",5,22,6,6,"víkend",3.7,"","",0,0,0,0,0,0,0,3.7]
[null,null,"1999-05-22T09:29:59.999",5,22,10,{"$f":"WEEKDAY(C3407-1)","v":6},{"$f":"IF(G3407=6,\"víkend\",IF(G3407=7,\"víkend\",IF(OR(D3407=7,D3407=8),\"prázdniny\",IF(AND(D3407=1,E3407=1),\"prázdniny\",\"všední\"))))","v":"víkend"},12.1,{"$f":"+IF(K3407=\"\",\"\",I3407)","v":""},{"$f":"IF(OR(H3407=\"víkend\",H3407=\"prázdniny\"),\"\",IF(I3407>13,0,IF(OR(F3407<$E$5,F3407>$E$6),\"\",IF(OR(F3407=8,F3407=14),$L$4/2,$L$4))))","v":""},0,0,0,0,0,0,0,12.1]
[null,null,"1999-05-22T12:29:59.999",5,22,13,6,"víkend",14.1,"","",0,0,0,0,0,0,0,14.1]
[null,null,"1999-05-22T15:29:59.999",5,22,16,6,"víkend",15.6,"","",0,0,0,0,0,0,0,15.6]
[null,null,"1999-05-22T19:29:59.999",5,22,20,6,"víkend",12.4,"","",0,0,0,0,0,0,0,12.4]
[null,null,"1999-05-22T22:29:59.999",5,22,23,6,"víkend",8,"","",0,0,0,0,0,0,0,8]
[null,null,"1999-05-22T23:29:59.999",5,22,24,6,"víkend",6.7,"","",0,0,0,0,0,0,0,6.7]
[null,null,"1999-05-23T05:29:59.999",5,23,6,7,"víkend",4.3,"","",0,0,0,0,0,0,0,4.3]
[null,null,"1999-05-23T06:29:59.999",5,23,7,7,"víkend",7.9,"","",0,0,0,0,0,0,0,7.9]
[null,null,"1999-05-23T10:29:59.999",5,23,11,7,"víkend",15.4,"","",0,0,0,0,0,0,0,15.4]
[null,null,"1999-05-23T13:29:59.999",5,23,14,7,"víkend",19.600000000000001,"","",0,0,0,0,0,0,0,19.600000000000001]
[null,null,"1999-05-23T16:29:59.999",5,23,17,7,"víkend",19.100000000000001,"","",0,{"$f":"IF($K3438=\"\",0,$K3438/3600*1.2*1010*($L$1-(M$11/100*($L$1-$I3438)+$I3438)))","v":0},0,0,0,0,0,19.100000000000001]
[null,null,"1999-05-23T20:29:59.999",5,23,21,7,"víkend",14.3,"","",0,0,0,0,0,0,0,14.3]
[null,null,"1999-05-23T23:29:59.999",5,23,24,7,"víkend",10.199999999999999,"","",0,0,0,0,0,0,0,10.199999999999999]
[null,null,"1999-05-24T02:29:59.999",5,24,3,1,"všední",7.3,"","",0,0,0,0,0,0,0,7.3]
[null,null,"1999-05-24T04:29:59.999",5,24,5,1,"všední",6,"","",0,0,0,0,0,0,0,6]
[null,null,"1999-05-24T07:29:59.999",5,24,8,1,"všední",14.4,14.4,0,0,0,0,0,0,0,0,14.4]
[null,null,"1999-05-24T11:29:59.999",5,24,12,1,"všední",21.5,21.5,0,0,0,0,0,0,0,0,21.5]
[null,null,"1999-05-24T14:29:59.999",5,24,15,1,"všední",22.3,22.3,0,0,0,0,0,0,0,0,22.3]
[null,null,"1999-05-24T17:29:59.999",5,24,18,1,"všední",21.7,21.7,0,0,0,0,0,0,0,0,21.7]
[null,null,"1999-05-24T21:29:59.999",5,24,22,1,"všední",15.2,15.2,0,0,0,0,0,0,0,0,15.2]
[null,null,"1999-05-24T23:29:59.999",5,24,24,1,"všední",12.4,"","",0,0,0,0,0,0,0,12.4]
[null,null,{"$f":"C3471+1/24","v":"1999-05-25T02:29:59.999"},5,25,3,2,"všední",9.3000000000000007,"","",0,0,0,0,0,0,0,9.3000000000000007]
[null,null,"1999-05-25T05:29:59.999",5,25,6,2,"všední",10.1,"","",0,0,0,0,0,0,0,10.1]
[null,null,"1999-05-25T08:29:59.999",5,25,9,2,"všední",18.600000000000001,18.600000000000001,0,0,0,0,0,0,0,0,18.600000000000001]
[null,null,"1999-05-25T12:29:59.999",5,25,13,2,"všední",24.9,24.9,0,0,0,0,0,0,0,0,24.9]
[null,null,"1999-05-25T15:29:59.999",5,25,16,2,"všední",24.6,24.6,0,0,0,0,0,0,0,0,24.6]
[null,null,"1999-05-25T19:29:59.999",5,25,20,2,"všední",20.8,20.8,0,0,0,0,0,0,0,0,20.8]
[null,null,"1999-05-25T22:29:59.999",5,25,23,2,"všední",16.100000000000001,16.100000000000001,0,0,0,0,0,0,0,0,16.100000000000001]
[null,null,"1999-05-26T00:29:59.999",5,26,1,3,"všední",14.5,14.5,0,0,0,0,0,0,0,0,14.5]
[null,null,"1999-05-26T03:29:59.999",5,26,4,3,"všední",11.2,"","",0,0,0,0,0,0,0,11.2]
[null,null,"1999-05-26T06:29:59.999",5,26,7,3,"všední",14.9,14.9,0,0,0,0,0,0,0,0,14.9]
[null,null,"1999-05-26T09:29:59.999",5,26,10,3,"všední",24,24,0,0,0,0,0,0,0,0,24]
[null,null,"1999-05-26T13:29:59.999",5,26,14,3,"všední",27,27,0,0,0,0,0,0,0,0,27]
[null,null,"1999-05-26T16:29:59.999",5,26,17,3,"všední",25.8,25.8,0,0,0,0,0,0,0,0,25.8]
[null,null,"1999-05-26T20:29:59.999",5,26,21,3,"všední",21.3,21.3,0,0,0,0,0,0,0,0,21.3]
[null,null,"1999-05-26T21:29:59.999",5,26,22,3,"všední",20.7,20.7,0,0,0,0,0,0,0,0,20.7]
[null,null,"1999-05-27T03:29:59.999",5,27,4,4,"všední",16.899999999999999,16.899999999999999,0,0,0,0,0,0,0,0,16.899999999999999]
[null,null,"1999-05-27T04:29:59.999",5,27,5,4,"všední",15.6,15.6,0,0,0,0,0,0,0,0,15.6]
[null,null,"1999-05-27T07:29:59.999",5,27,8,4,"všední",21.7,21.7,0,0,0,0,0,0,0,0,21.7]
[null,null,"1999-05-27T11:29:59.999",5,27,12,4,"všední",23.5,23.5,0,0,0,0,0,0,0,0,23.5]
[null,null,"1999-05-27T14:29:59.999",5,27,15,4,"všední",23.2,23.2,0,0,0,0,0,0,0,0,23.2]
[null,null,"1999-05-27T17:29:59.999",5,27,18,{"$f":"WEEKDAY(C3535-1)","v":4},{"$f":"IF(G3535=6,\"víkend\",IF(G3535=7,\"víkend\",IF(OR(D3535=7,D3535=8),\"prázdniny\",IF(AND(D3535=1,E3535=1),\"prázdniny\",\"všední\"))))","v":"všední"},22,{"$f":"+IF(K3535=\"\",\"\",I3535)","v":22},{"$f":"IF(OR(H3535=\"víkend\",H3535=\"prázdniny\"),\"\",IF(I3535>13,0,IF(OR(F3535<$E$5,F3535>$E$6),\"\",IF(OR(F3535=8,F3535=14),$L$4/2,$L$4))))","v":0},0,0,0,0,0,0,0,22]
[null,null,"1999-05-27T22:29:59.999",5,27,23,4,"všední",14.2,14.2,0,0,0,0,0,0,0,0,14.2]
[null,null,"1999-05-28T01:29:59.999",5,28,2,5,"všední",12.1,"","",0,0,0,0,0,0,0,12.1]
[null,null,"1999-05-28T04:29:59.999",5,28,5,5,"všední",11.2,"","",0,0,0,0,0,0,0,11.2]
[null,null,"1999-05-28T05:29:59.999",5,28,6,5,"všední",13.1,13.1,0,0,0,0,0,0,0,0,13.1]
[null,null,"1999-05-28T08:29:59.999",5,28,9,5,"všední",20.5,20.5,0,0,{"$f":"IF($K3550=\"\",0,$K3550/3600*1.2*1010*($L$1-(M$11/100*($L$1-$I3550)+$I3550)))","v":0},0,0,0,0,0,20.5]
[null,null,"1999-05-28T12:29:59.999",5,28,13,5,"všední",23,23,0,0,0,0,0,0,0,0,23]
[null,null,"1999-05-28T15:29:59.999",5,28,16,5,"všední",23.8,23.8,0,0,0,0,0,0,0,0,23.8]
[null,null,"1999-05-28T18:29:59.999",5,28,19,5,"všední",22.3,22.3,0,0,0,0,0,0,0,0,22.3]
[null,null,"1999-05-28T23:29:59.999",5,28,24,5,"všední",17,17,0,0,0,0,0,0,0,0,17]
[null,null,"1999-05-29T02:29:59.999",5,29,3,6,"víkend",13.4,"","",0,0,0,0,0,0,0,13.4]
[null,null,"1999-05-29T05:29:59.999",5,29,6,6,"víkend",15,"","",0,0,0,0,0,0,0,15]
[null,null,"1999-05-29T06:29:59.999",5,29,7,6,"víkend",17.600000000000001,"","",0,0,0,0,0,0,0,17.600000000000001]
[null,null,"1999-05-29T09:29:59.999",5,29,10,6,"víkend",22.9,"","",0,0,0,0,0,0,0,22.9]
[null,null,"1999-05-29T13:29:59.999",5,29,14,6,"víkend",28.3,"","",0,0,0,0,0,0,0,28.3]
[null,null,"1999-05-29T16:29:59.999",5,29,17,6,"víkend",26.2,"","",0,{"$f":"IF($K3582=\"\",0,$K3582/3600*1.2*1010*($L$1-(M$11/100*($L$1-$I3582)+$I3582)))","v":0},0,0,0,0,0,26.2]
[null,null,"1999-05-29T20:29:59.999",5,29,21,6,"víkend",18.7,"","",0,0,0,0,0,0,0,18.7]
[null,null,"1999-05-30T00:29:59.999",5,30,1,7,"víkend",17.7,"","",0,0,0,0,0,0,0,17.7]
[null,null,"1999-05-30T03:29:59.999",5,30,4,7,"víkend",14.7,"","",0,0,0,0,0,0,0,14.7]
[null,null,"1999-05-30T04:29:59.999",5,30,5,7,"víkend",14.1,"","",0,0,0,0,0,0,0,14.1]
[null,null,"1999-05-30T07:29:59.999",5,30,8,7,"víkend",18.600000000000001,"","",0,0,0,0,0,0,0,18.600000000000001]
[null,null,{"$f":"C3599+1/24","v":"1999-05-30T10:29:59.999"},5,30,11,7,"víkend",20.8,"","",0,0,0,0,0,0,0,20.8]
[null,null,"1999-05-30T14:29:59.999",5,30,15,7,"víkend",24,"","",0,0,0,0,0,0,0,24]
[null,null,"1999-05-30T17:29:59.999",5,30,18,7,"víkend",16.7,"","",0,0,0,0,0,0,0,16.7]
[null,null,"1999-05-30T21:29:59.999",5,30,22,7,"víkend",15.5,"","",0,0,0,0,0,0,0,15.5]
[null,null,"1999-05-31T01:29:59.999",5,31,2,1,"všední",14.7,14.7,0,0,0,0,0,0,0,0,14.7]
[null,null,"1999-05-31T04:29:59.999",5,31,5,1,"všední",15,15,0,0,0,0,0,0,0,0,15]
[null,null,"1999-05-31T05:29:59.999",5,31,6,1,"všední",15.3,15.3,0,0,0,0,0,0,0,0,15.3]
[null,null,"1999-05-31T08:29:59.999",5,31,9,1,"všední",17.5,17.5,0,0,0,0,0,0,0,0,17.5]
[null,null,"1999-05-31T11:29:59.999",5,31,12,1,"všední",19.3,19.3,0,0,0,0,0,0,0,0,19.3]
[null,null,"1999-05-31T15:29:59.999",5,31,16,1,"všední",18.5,18.5,0,0,0,0,0,0,0,0,18.5]
[null,null,"1999-05-31T18:29:59.999",5,31,19,1,"všední",17.5,17.5,0,0,0,0,0,0,0,0,17.5]
[null,null,"1999-05-31T23:29:59.999",5,31,24,1,"všední",15.7,15.7,0,0,0,0,0,0,0,0,15.7]
[null,null,"1999-06-01T02:29:59.999",6,1,3,2,"všední",11.5,"","",0,0,0,0,0,0,0,11.5]
[null,null,"1999-06-01T05:29:59.999",6,1,6,2,"všední",11,"","",0,0,0,0,0,0,0,11]
[null,null,"1999-06-01T06:29:59.999",6,1,7,2,"všední",14.8,14.8,0,0,0,0,0,0,0,0,14.8]
[null,null,"1999-06-01T09:29:59.999",6,1,10,2,"všední",17.5,17.5,0,0,0,0,0,0,0,0,17.5]
[null,null,"1999-06-01T12:29:59.999",6,1,13,2,"všední",20.8,20.8,0,0,0,0,0,0,0,0,20.8]
[null,null,"1999-06-01T15:29:59.999",6,1,16,2,"všední",20.2,20.2,0,0,0,0,0,0,0,0,20.2]
[null,null,"1999-06-01T20:29:59.999",6,1,21,2,"všední",13.1,13.1,0,0,0,0,0,0,0,0,13.1]
[null,null,"1999-06-02T00:29:59.999",6,2,1,3,"všední",9.1999999999999993,"","",{"$f":"IF($K3662=\"\",0,$K3662/3600*1.2*1010*($L$1-(L$11*($L$1-$I3662)+$I3662)))","v":0},{"$f":"IF($K3662=\"\",0,$K3662/3600*1.2*1010*($L$1-(M$11/100*($L$1-$I3662)+$I3662)))","v":0},0,0,0,0,0,9.1999999999999993]
[null,null,"1999-06-02T03:29:59.999",6,2,4,3,"všední",6.9,"","",0,0,0,0,0,0,0,6.9]
[null,null,"1999-06-02T06:29:59.999",6,2,7,3,"všední",8.1999999999999993,"","",0,0,0,0,0,0,0,8.1999999999999993]
[null,null,"1999-06-02T07:29:59.999",6,2,8,3,"všední",9.6,9.6,162,676.29600000000005,338.14799999999997,270.51840000000004,223.17767999999992,135.25919999999982,67.62960000000011,0,9.6]
[null,null,"1999-06-02T10:29:59.999",6,2,11,3,"všední",13.3,13.3,0,0,0,0,0,0,0,0,13.3]
[null,null,"1999-06-02T16:29:59.999",6,2,17,3,"všední",16.8,16.8,0,0,{"$f":"IF($K3678=\"\",0,$K3678/3600*1.2*1010*($L$1-(M$11/100*($L$1-$I3678)+$I3678)))","v":0},0,0,0,0,0,16.8]
[null,null,"1999-06-02T18:29:59.999",6,2,19,3,"všední",15.1,15.1,0,0,0,0,0,0,0,0,15.1]
[null,null,"1999-06-02T21:29:59.999",6,2,22,3,"všední",11.8,"","",0,0,0,0,0,0,0,11.8]
[null,null,"1999-06-03T01:29:59.999",6,3,{"$f":"F3663","v":2},4,"všední",7.8,"","",0,0,0,0,0,0,0,7.8]
[null,null,"1999-06-03T04:29:59.999",6,3,5,4,"všední",9.1,"","",0,0,0,0,0,0,0,9.1]
[null,null,"1999-06-03T07:29:59.999",6,3,8,4,"všední",13,13,162,490.86,245.43,196.34400000000008,161.98379999999995,98.17200000000004,49.08599999999992,0,13]
[null,null,"1999-06-03T08:29:59.999",6,3,9,4,"všední",14.7,14.7,0,0,{"$f":"IF($K3694=\"\",0,$K3694/3600*1.2*1010*($L$1-(M$11/100*($L$1-$I3694)+$I3694)))","v":0},0,0,0,0,0,14.7]
[null,null,"1999-06-03T11:29:59.999",6,3,12,4,"všední",17.600000000000001,17.600000000000001,0,0,0,0,0,0,0,0,17.600000000000001]
[null,null,"1999-06-03T17:29:59.999",6,3,18,4,"všední",16.600000000000001,16.600000000000001,0,0,0,0,0,0,0,0,16.600000000000001]
[null,null,"1999-06-03T19:29:59.999",6,3,20,4,"všední",12.9,"","",0,0,0,0,0,0,0,12.9]
[null,null,"1999-06-03T22:29:59.999",6,3,23,4,"všední",11,"","",0,0,0,0,0,0,0,11]
[null,null,"1999-06-04T02:29:59.999",6,4,3,5,"všední",6.6,"","",0,0,0,0,0,0,0,6.6]
[null,null,"1999-06-04T05:29:59.999",6,4,6,5,"všední",8,"","",0,0,0,0,0,0,0,8]
[null,null,"1999-06-04T08:29:59.999",6,4,9,5,"všední",10.7,10.7,324,1232.604,616.30199999999979,493.04159999999996,406.75931999999989,246.52079999999978,123.26039999999989,0,10.7]
[null,null,"1999-06-04T09:29:59.999",6,4,10,5,"všední",12.4,12.4,324,1047.1679999999999,523.58400000000006,418.86719999999997,345.56543999999991,209.43360000000018,104.71680000000009,0,12.4]
[null,null,"1999-06-04T14:29:59.999",6,4,15,5,"všední",13.7,13.7,0,0,0,0,0,0,0,0,13.7]
[null,null,"1999-06-04T17:29:59.999",6,4,18,{"$f":"WEEKDAY(C3727-1)","v":5},{"$f":"IF(G3727=6,\"víkend\",IF(G3727=7,\"víkend\",IF(OR(D3727=7,D3727=8),\"prázdniny\",IF(AND(D3727=1,E3727=1),\"prázdniny\",\"všední\"))))","v":"všední"},14.8,{"$f":"+IF(K3727=\"\",\"\",I3727)","v":14.8},{"$f":"IF(OR(H3727=\"víkend\",H3727=\"prázdniny\"),\"\",IF(I3727>13,0,IF(OR(F3727<$E$5,F3727>$E$6),\"\",IF(OR(F3727=8,F3727=14),$L$4/2,$L$4))))","v":0},0,0,0,0,0,0,0,14.8]
[null,null,"1999-06-04T20:29:59.999",6,4,21,5,"všední",10.8,"","",0,0,0,0,0,0,0,10.8]
[null,null,"1999-06-04T23:29:59.999",6,4,24,5,"všední",7.6,"","",0,0,0,0,0,0,0,7.6]
[null,null,"1999-06-05T03:29:59.999",6,5,4,6,"víkend",4,"","",0,0,0,0,0,0,0,4]
[null,null,"1999-06-05T06:29:59.999",6,5,7,6,"víkend",8.8000000000000007,"","",0,0,0,0,0,0,0,8.8000000000000007]
[null,null,"1999-06-05T09:29:59.999",6,5,10,6,"víkend",12.7,"","",0,0,0,0,0,0,0,12.7]
[null,null,"1999-06-05T11:29:59.999",6,5,12,6,"víkend",12.9,"","",0,0,0,0,0,0,0,12.9]
[null,null,"1999-06-05T14:29:59.999",6,5,15,6,"víkend",10.7,"","",0,0,0,0,0,0,0,10.7]
[null,null,"1999-06-05T18:29:59.999",6,5,19,6,"víkend",12.7,"","",0,0,0,0,0,0,0,12.7]
[null,null,"1999-06-05T21:29:59.999",6,5,22,6,"víkend",8.4,"","",0,0,0,0,0,0,0,8.4]
[null,null,"1999-06-06T00:29:59.999",6,6,1,7,"víkend",5.7,"","",0,{"$f":"IF($K3758=\"\",0,$K3758/3600*1.2*1010*($L$1-(M$11/100*($L$1-$I3758)+$I3758)))","v":0},0,0,0,0,0,5.7]
[null,null,"1999-06-06T04:29:59.999",6,6,5,7,"víkend",4.2,"","",0,0,0,0,0,0,0,4.2]
[null,null,"1999-06-06T07:29:59.999",6,6,8,7,"víkend",11,"","",0,0,0,0,0,0,0,11]
[null,null,"1999-06-06T08:29:59.999",6,6,9,7,"víkend",11.9,"","",0,0,0,0,0,0,0,11.9]
[null,null,"1999-06-06T12:29:59.999",6,6,13,7,"víkend",13.8,"","",0,0,0,0,0,0,0,13.8]
[null,null,"1999-06-06T15:29:59.999",6,6,16,7,"víkend",15.2,"","",0,0,0,0,0,0,0,15.2]
[null,null,"1999-06-06T19:29:59.999",6,6,20,7,"víkend",14.5,"","",0,0,0,0,0,0,0,14.5]
[null,null,"1999-06-06T22:29:59.999",6,6,23,7,"víkend",13,"","",0,0,0,0,0,0,0,13]
[null,null,"1999-06-07T01:29:59.999",6,7,2,1,"všední",11.3,"","",0,0,0,0,0,0,0,11.3]
[null,null,"1999-06-07T05:29:59.999",6,7,6,1,"všední",11.5,"","",0,0,0,0,0,0,0,11.5]
[null,null,"1999-06-07T08:29:59.999",6,7,9,1,"všední",16.100000000000001,16.100000000000001,0,{"$f":"IF($K3790=\"\",0,$K3790/3600*1.2*1010*($L$1-(L$11*($L$1-$I3790)+$I3790)))","v":0},{"$f":"IF($K3790=\"\",0,$K3790/3600*1.2*1010*($L$1-(M$11/100*($L$1-$I3790)+$I3790)))","v":0},0,0,0,0,0,16.100000000000001]
[null,null,"1999-06-07T09:29:59.999",6,7,10,{"$f":"WEEKDAY(C3791-1)","v":1},{"$f":"IF(G3791=6,\"víkend\",IF(G3791=7,\"víkend\",IF(OR(D3791=7,D3791=8),\"prázdniny\",IF(AND(D3791=1,E3791=1),\"prázdniny\",\"všední\"))))","v":"všední"},17.5,{"$f":"+IF(K3791=\"\",\"\",I3791)","v":17.5},{"$f":"IF(OR(H3791=\"víkend\",H3791=\"prázdniny\"),\"\",IF(I3791>13,0,IF(OR(F3791<$E$5,F3791>$E$6),\"\",IF(OR(F3791=8,F3791=14),$L$4/2,$L$4))))","v":0},0,0,0,0,0,0,0,17.5]
[null,null,"1999-06-07T13:29:59.999",6,7,14,1,"všední",18.8,18.8,0,0,0,0,0,0,0,0,18.8]
[null,null,"1999-06-07T16:29:59.999",6,7,17,1,"všední",19,19,0,0,0,0,0,0,0,0,19]
[null,null,"1999-06-07T20:29:59.999",6,7,21,1,"všední",16.7,16.7,0,0,0,0,0,0,0,0,16.7]
[null,null,"1999-06-07T23:29:59.999",6,7,24,1,"všední",13.4,13.4,0,0,0,0,0,0,0,0,13.4]
[null,null,"1999-06-08T03:29:59.999",6,8,4,2,"všední",9.6,"","",0,0,0,0,0,0,0,9.6]
[null,null,"1999-06-08T06:29:59.999",6,8,7,2,"všední",13.2,13.2,0,0,0,0,0,0,0,0,13.2]
[null,null,"1999-06-08T10:29:59.999",6,8,11,2,"všední",19,19,0,0,0,0,0,0,0,0,19]
[null,null,"1999-06-08T11:29:59.999",6,8,12,2,"všední",19.3,19.3,0,0,0,0,0,0,0,0,19.3]
[null,null,"1999-06-08T14:29:59.999",6,8,15,2,"všední",20.100000000000001,20.100000000000001,0,0,0,0,0,0,0,0,20.100000000000001]
[null,null,"1999-06-08T17:29:59.999",6,8,18,2,"všední",16.399999999999999,16.399999999999999,0,0,0,0,0,0,0,0,16.399999999999999]
[null,null,"1999-06-08T21:29:59.999",6,8,22,2,"všední",14.4,14.4,0,0,0,0,0,0,0,0,14.4]
[null,null,"1999-06-09T00:29:59.999",6,9,1,3,"všední",12.7,"","",0,0,0,0,0,0,0,12.7]
[null,null,"1999-06-09T04:29:59.999",6,9,5,3,"všední",10,"","",0,0,0,0,0,0,0,10]
[null,null,"1999-06-09T07:29:59.999",6,9,8,3,"všední",15.4,15.4,0,0,0,0,0,0,0,0,15.4]
[null,null,"1999-06-09T11:29:59.999",6,9,12,3,"všední",20.399999999999999,20.399999999999999,0,0,0,0,0,0,0,0,20.399999999999999]
[null,null,"1999-06-09T12:29:59.999",6,9,13,3,"všední",21.1,21.1,0,0,0,0,0,0,0,0,21.1]
[null,null,"1999-06-09T15:29:59.999",6,9,16,3,"všední",20.2,20.2,0,0,0,0,0,0,0,0,20.2]
[null,null,"1999-06-09T18:29:59.999",6,9,19,3,"všední",18.7,18.7,0,0,0,0,0,0,0,0,18.7]
[null,null,"1999-06-09T22:29:59.999",6,9,23,3,"všední",15.1,15.1,0,0,0,0,0,0,0,0,15.1]
[null,null,"1999-06-10T01:29:59.999",6,10,2,{"$f":"WEEKDAY(C3855-1)","v":4},{"$f":"IF(G3855=6,\"víkend\",IF(G3855=7,\"víkend\",IF(OR(D3855=7,D3855=8),\"prázdniny\",IF(AND(D3855=1,E3855=1),\"prázdniny\",\"všední\"))))","v":"všední"},14.6,{"$f":"+IF(K3855=\"\",\"\",I3855)","v":14.6},{"$f":"IF(OR(H3855=\"víkend\",H3855=\"prázdniny\"),\"\",IF(I3855>13,0,IF(OR(F3855<$E$5,F3855>$E$6),\"\",IF(OR(F3855=8,F3855=14),$L$4/2,$L$4))))","v":0},0,0,0,0,0,0,0,14.6]
[null,null,"1999-06-10T05:29:59.999",6,10,6,4,"všední",15.8,15.8,0,0,0,0,0,0,0,0,15.8]
[null,null,"1999-06-10T08:29:59.999",6,10,9,4,"všední",19,19,0,0,0,0,0,0,0,0,19]
[null,null,"1999-06-10T12:29:59.999",6,10,13,4,"všední",21.2,21.2,0,0,0,0,0,0,0,0,21.2]
[null,null,"1999-06-10T13:29:59.999",6,10,14,4,"všední",21,21,0,0,0,0,0,0,0,0,21]
[null,null,"1999-06-10T16:29:59.999",6,10,17,4,"všední",21.1,21.1,0,0,{"$f":"IF($K3870=\"\",0,$K3870/3600*1.2*1010*($L$1-(M$11/100*($L$1-$I3870)+$I3870)))","v":0},0,0,0,0,0,21.1]
[null,null,"1999-06-10T20:29:59.999",6,10,21,4,"všední",16.8,16.8,0,0,0,0,0,0,0,0,16.8]
[null,null,"1999-06-10T23:29:59.999",6,10,24,4,"všední",13.7,13.7,0,0,0,0,0,0,0,0,13.7]
[null,null,"1999-06-11T02:29:59.999",6,11,3,5,"všední",11.6,"","",0,0,0,0,0,0,0,11.6]
[null,null,"1999-06-11T05:29:59.999",6,11,6,5,"všední",13.2,13.2,0,0,0,0,0,0,0,0,13.2]
[null,null,"1999-06-11T10:29:59.999",6,11,11,5,"všední",17,17,0,0,0,0,0,0,0,0,17]
[null,null,"1999-06-11T13:29:59.999",6,11,14,5,"všední",15.2,15.2,0,0,0,0,0,0,0,0,15.2]
[null,null,"1999-06-11T14:29:59.999",6,11,15,5,"všední",18.600000000000001,18.600000000000001,0,0,0,0,0,0,0,0,18.600000000000001]
[null,null,"1999-06-11T17:29:59.999",6,11,18,5,"všední",18,18,0,0,0,0,0,0,0,0,18]
[null,null,"1999-06-11T21:29:59.999",6,11,22,5,"všední",12.4,"","",0,0,0,0,0,0,0,12.4]
[null,null,"1999-06-12T00:29:59.999",6,12,1,6,"víkend",11.2,"","",0,{"$f":"IF($K3902=\"\",0,$K3902/3600*1.2*1010*($L$1-(M$11/100*($L$1-$I3902)+$I3902)))","v":0},0,0,0,0,0,11.2]
[null,null,"1999-06-12T03:29:59.999",6,12,4,6,"víkend",10.5,"","",0,0,0,0,0,0,0,10.5]
[null,null,"1999-06-12T06:29:59.999",6,12,7,6,"víkend",13.6,"","",0,0,0,0,0,0,0,13.6]
[null,null,"1999-06-12T11:29:59.999",6,12,12,6,"víkend",22.1,"","",0,0,0,0,0,0,0,22.1]
[null,null,"1999-06-12T14:29:59.999",6,12,15,6,"víkend",24.4,"","",0,0,0,0,0,0,0,24.4]
[null,null,"1999-06-12T15:29:59.999",6,12,16,6,"víkend",25.2,"","",0,0,0,0,0,0,0,25.2]
[null,null,{"$f":"C3919+1/24","v":"1999-06-12T18:29:59.999"},6,12,19,6,"víkend",23.8,"","",0,0,0,0,0,0,0,23.8]
[null,null,"1999-06-12T22:29:59.999",6,12,23,6,"víkend",17.7,"","",0,0,0,0,0,0,0,17.7]
[null,null,"1999-06-13T01:29:59.999",6,13,2,7,"víkend",16.2,"","",0,0,0,0,0,0,0,16.2]
[null,null,"1999-06-13T03:29:59.999",6,13,4,7,"víkend",15.7,"","",0,0,0,0,0,0,0,15.7]
[null,null,"1999-06-13T09:29:59.999",6,13,10,7,"víkend",22.9,"","",0,0,0,0,0,0,0,22.9]
[null,null,"1999-06-13T12:29:59.999",6,13,13,7,"víkend",23.1,"","",0,0,0,0,0,0,0,23.1]
[null,null,"1999-06-13T13:29:59.999",6,13,14,7,"víkend",22.3,"","",0,0,0,0,0,0,0,22.3]
[null,null,"1999-06-13T16:29:59.999",6,13,17,7,"víkend",23,"","",0,0,0,0,0,0,0,23]
[null,null,"1999-06-13T19:29:59.999",6,13,20,7,"víkend",19.5,"","",0,0,0,0,0,0,0,19.5]
[null,null,"1999-06-13T23:29:59.999",6,13,24,7,"víkend",15.2,"","",0,0,0,0,0,0,0,15.2]
[null,null,"1999-06-14T04:29:59.999",6,14,5,1,"všední",13.2,13.2,0,0,0,0,0,0,0,0,13.2]
[null,null,"1999-06-14T06:29:59.999",6,14,7,1,"všední",12.8,"","",0,0,0,0,0,0,0,12.8]
[null,null,"1999-06-14T10:29:59.999",6,14,11,1,"všední",16.8,16.8,0,0,0,0,0,0,0,0,16.8]
[null,null,"1999-06-14T13:29:59.999",6,14,14,1,"všední",18.7,18.7,0,0,0,0,0,0,0,0,18.7]
[null,null,"1999-06-14T14:29:59.999",6,14,15,1,"všední",19.3,19.3,0,0,0,0,0,0,0,0,19.3]
[null,null,"1999-06-14T17:29:59.999",6,14,18,1,"všední",19.100000000000001,19.100000000000001,0,0,0,0,0,0,0,0,19.100000000000001]
[null,null,"1999-06-14T20:29:59.999",6,14,21,1,"všední",14.9,14.9,0,0,0,0,0,0,0,0,14.9]
[null,null,"1999-06-15T00:29:59.999",6,15,1,2,"všední",12.9,"","",0,0,0,0,0,0,0,12.9]
[null,null,"1999-06-15T05:29:59.999",6,15,6,2,"všední",12.6,"","",0,0,0,0,0,0,0,12.6]
[null,null,"1999-06-15T08:29:59.999",6,15,9,2,"všední",19,19,0,{"$f":"IF($K3982=\"\",0,$K3982/3600*1.2*1010*($L$1-(L$11*($L$1-$I3982)+$I3982)))","v":0},{"$f":"IF($K3982=\"\",0,$K3982/3600*1.2*1010*($L$1-(M$11/100*($L$1-$I3982)+$I3982)))","v":0},0,0,0,0,0,19]
[null,null,"1999-06-15T11:29:59.999",6,15,12,2,"všední",22,22,0,0,0,0,0,0,0,0,22]
[null,null,"1999-06-15T14:29:59.999",6,15,15,2,"všední",24.1,24.1,0,0,0,0,0,0,0,0,24.1]
[null,null,"1999-06-15T15:29:59.999",6,15,16,2,"všední",23.9,23.9,0,0,0,0,0,0,0,0,23.9]
[null,null,"1999-06-15T18:29:59.999",6,15,19,2,"všední",23.6,23.6,0,0,0,0,0,0,0,0,23.6]
[null,null,"1999-06-15T21:29:59.999",6,15,22,2,"všední",18.3,18.3,0,0,0,0,0,0,0,0,18.3]
[null,null,"1999-06-16T02:29:59.999",6,16,3,3,"všední",15.9,15.9,0,0,0,0,0,0,0,0,15.9]
[null,null,"1999-06-16T05:29:59.999",6,16,6,3,"všední",16.100000000000001,16.100000000000001,0,0,0,0,0,0,0,0,16.100000000000001]
[null,null,"1999-06-16T09:29:59.999",6,16,{"$f":"F3983","v":10},3,"všední",22.4,22.4,0,0,0,0,0,0,0,0,22.4]
[null,null,"1999-06-16T12:29:59.999",6,16,13,3,"všední",21.2,21.2,0,0,0,0,0,0,0,0,21.2]
[null,null,"1999-06-16T15:29:59.999",6,16,16,3,"všední",16.899999999999999,16.899999999999999,0,0,0,0,0,0,0,0,16.899999999999999]
[null,null,"1999-06-16T16:29:59.999",6,16,17,3,"všední",16.8,16.8,0,0,{"$f":"IF($K4014=\"\",0,$K4014/3600*1.2*1010*($L$1-(M$11/100*($L$1-$I4014)+$I4014)))","v":0},0,0,0,0,0,16.8]
[null,null,"1999-06-16T19:29:59.999",6,16,20,3,"všední",15.2,15.2,0,0,0,0,0,0,0,0,15.2]
[null,null,"1999-06-16T23:29:59.999",6,16,24,3,"všední",13.7,13.7,0,0,0,0,0,0,0,0,13.7]
[null,null,"1999-06-17T03:29:59.999",6,17,4,4,"všední",11.6,"","",0,0,0,0,0,0,0,11.6]
[null,null,"1999-06-17T06:29:59.999",6,17,7,4,"všední",11.8,"","",0,0,0,0,0,0,0,11.8]
[null,null,"1999-06-17T10:29:59.999",6,17,11,4,"všední",12.7,12.7,324,1014.4440000000001,507.22199999999981,405.77759999999989,334.7665199999999,202.88879999999995,101.44439999999997,0,12.7]
[null,null,"1999-06-17T13:29:59.999",6,17,14,4,"všední",13,13,162,490.86,245.43,196.34400000000008,161.98379999999995,98.17200000000004,49.08599999999992,0,13]
[null,null,"1999-06-17T16:29:59.999",6,17,17,4,"všední",12.4,"","",0,0,0,0,0,0,0,12.4]
[null,null,"1999-06-17T17:29:59.999",6,17,18,4,"všední",12.2,"","",0,0,0,0,0,0,0,12.2]
[null,null,"1999-06-17T20:29:59.999",6,17,21,4,"všední",10.6,"","",0,0,0,0,0,0,0,10.6]
[null,null,"1999-06-18T00:29:59.999",6,18,1,5,"všední",9.8000000000000007,"","",{"$f":"IF($K4046=\"\",0,$K4046/3600*1.2*1010*($L$1-(L$11*($L$1-$I4046)+$I4046)))","v":0},{"$f":"IF($K4046=\"\",0,$K4046/3600*1.2*1010*($L$1-(M$11/100*($L$1-$I4046)+$I4046)))","v":0},0,0,0,0,0,9.8000000000000007]
[null,null,"1999-06-18T04:29:59.999",6,18,5,5,"všední",9.6999999999999993,"","",0,0,0,0,0,0,0,9.6999999999999993]
[null,null,"1999-06-18T07:29:59.999",6,18,8,5,"všední",9.8000000000000007,9.8000000000000007,162,665.38799999999992,332.69399999999996,266.15519999999992,219.57803999999999,133.07759999999988,66.538799999999938,0,9.8000000000000007]
[null,null,"1999-06-18T11:29:59.999",6,18,12,5,"všední",12.3,12.3,324,1058.0759999999998,529.03800000000012,423.23039999999986,349.16508000000005,211.61519999999976,105.80759999999988,0,12.3]
[null,null,"1999-06-18T14:29:59.999",6,18,15,5,"všední",14.5,14.5,0,0,0,0,0,0,0,0,14.5]
[null,null,"1999-06-18T17:29:59.999",6,18,18,5,"všední",14.1,14.1,0,0,0,0,0,0,0,0,14.1]
[null,null,"1999-06-18T18:29:59.999",6,18,19,5,"všední",12.9,"","",0,0,0,0,0,0,0,12.9]
[null,null,"1999-06-18T21:29:59.999",6,18,22,5,"všední",10.199999999999999,"","",0,0,0,0,0,0,0,10.199999999999999]
[null,null,"1999-06-19T02:29:59.999",6,19,3,6,"víkend",8.4,"","",0,0,0,0,0,0,0,8.4]
[null,null,"1999-06-19T05:29:59.999",6,19,6,6,"víkend",9.8000000000000007,"","",0,0,0,0,0,0,0,9.8000000000000007]
[null,null,"1999-06-19T08:29:59.999",6,19,9,6,"víkend",15.4,"","",0,{"$f":"IF($K4078=\"\",0,$K4078/3600*1.2*1010*($L$1-(M$11/100*($L$1-$I4078)+$I4078)))","v":0},0,0,0,0,0,15.4]
[null,null,"1999-06-19T12:29:59.999",6,19,13,6,"víkend",15.6,"","",0,0,0,0,0,0,0,15.6]
[null,null,"1999-06-19T15:29:59.999",6,19,16,6,"víkend",19.100000000000001,"","",0,0,0,0,0,0,0,19.100000000000001]
[null,null,"1999-06-19T16:29:59.999",6,19,17,6,"víkend",18.8,"","",0,0,0,0,0,0,0,18.8]
[null,null,"1999-06-19T22:29:59.999",6,19,23,6,"víkend",12,"","",0,0,0,0,0,0,0,12]
[null,null,"1999-06-19T23:29:59.999",6,19,24,6,"víkend",11.2,"","",0,0,0,0,0,0,0,11.2]
[null,null,"1999-06-20T03:29:59.999",6,20,4,7,"víkend",9.6999999999999993,"","",0,0,0,0,0,0,0,9.6999999999999993]
[null,null,"1999-06-20T06:29:59.999",6,20,7,7,"víkend",12,"","",0,0,0,0,0,0,0,12]
[null,null,"1999-06-20T09:29:59.999",6,20,10,7,"víkend",16.8,"","",0,0,0,0,0,0,0,16.8]
[null,null,"1999-06-20T13:29:59.999",6,20,14,7,"víkend",18.3,"","",0,0,0,0,0,0,0,18.3]
[null,null,"1999-06-20T16:29:59.999",6,20,17,7,"víkend",12.9,"","",{"$f":"IF($K4110=\"\",0,$K4110/3600*1.2*1010*($L$1-(L$11*($L$1-$I4110)+$I4110)))","v":0},{"$f":"IF($K4110=\"\",0,$K4110/3600*1.2*1010*($L$1-(M$11/100*($L$1-$I4110)+$I4110)))","v":0},0,0,0,0,0,12.9]
[null,null,"1999-06-20T19:29:59.999",6,20,20,7,"víkend",11.6,"","",0,0,0,0,0,0,0,11.6]
[null,null,"1999-06-20T21:29:59.999",6,20,22,7,"víkend",11.2,"","",0,0,0,0,0,0,0,11.2]
[null,null,"1999-06-21T00:29:59.999",6,21,1,1,"všední",10.7,"","",0,0,0,0,0,0,0,10.7]
[null,null,"1999-06-21T04:29:59.999",6,21,5,1,"všední",10.6,"","",0,0,0,0,0,0,0,10.6]
[null,null,"1999-06-21T07:29:59.999",6,21,8,1,"všední",13.6,13.6,0,0,0,0,0,0,0,0,13.6]
[null,null,"1999-06-21T10:29:59.999",6,21,11,1,"všední",14.9,14.9,0,0,0,0,0,0,0,0,14.9]
[null,null,"1999-06-21T14:29:59.999",6,21,15,1,"všední",16.8,16.8,0,0,0,0,0,0,0,0,16.8]
[null,null,"1999-06-21T17:29:59.999",6,21,{"$f":"F4111","v":18},1,"všední",19,19,0,0,0,0,0,0,0,0,19]
[null,null,"1999-06-21T20:29:59.999",6,21,21,1,"všední",14.6,14.6,0,0,0,0,0,0,0,0,14.6]
[null,null,"1999-06-21T22:29:59.999",6,21,23,1,"všední",12.8,"","",0,0,0,0,0,0,0,12.8]
[null,null,"1999-06-22T01:29:59.999",6,22,2,2,"všední",10.7,"","",0,0,0,0,0,0,0,10.7]
[null,null,"1999-06-22T05:29:59.999",6,22,6,2,"všední",12.7,"","",0,0,0,0,0,0,0,12.7]
[null,null,"1999-06-22T08:29:59.999",6,22,9,2,"všední",19.3,19.3,0,0,0,0,0,0,0,0,19.3]
[null,null,"1999-06-22T12:29:59.999",6,22,13,2,"všední",24.1,24.1,0,0,0,0,0,0,0,0,24.1]
[null,null,"1999-06-22T15:29:59.999",6,22,16,2,"všední",26,26,0,0,0,0,0,0,0,0,26]
[null,null,"1999-06-22T17:29:59.999",6,22,18,2,"všední",26.1,26.1,0,0,0,0,0,0,0,0,26.1]
[null,null,"1999-06-22T20:29:59.999",6,22,21,2,"všední",21.8,21.8,0,0,0,0,0,0,0,0,21.8]
[null,null,"1999-06-22T23:29:59.999",6,22,24,2,"všední",19.3,19.3,0,0,0,0,0,0,0,0,19.3]
[null,null,"1999-06-23T02:29:59.999",6,23,3,3,"všední",17,17,0,0,0,0,0,0,0,0,17]
[null,null,"1999-06-23T06:29:59.999",6,23,7,3,"všední",17.8,17.8,0,0,0,0,0,0,0,0,17.8]
[null,null,"1999-06-23T09:29:59.999",6,23,10,{"$f":"WEEKDAY(C4175-1)","v":3},{"$f":"IF(G4175=6,\"víkend\",IF(G4175=7,\"víkend\",IF(OR(D4175=7,D4175=8),\"prázdniny\",IF(AND(D4175=1,E4175=1),\"prázdniny\",\"všední\"))))","v":"všední"},22.9,{"$f":"+IF(K4175=\"\",\"\",I4175)","v":22.9},{"$f":"IF(OR(H4175=\"víkend\",H4175=\"prázdniny\"),\"\",IF(I4175>13,0,IF(OR(F4175<$E$5,F4175>$E$6),\"\",IF(OR(F4175=8,F4175=14),$L$4/2,$L$4))))","v":0},0,0,0,0,0,0,0,22.9]
[null,null,"1999-06-23T13:29:59.999",6,23,14,3,"všední",25.5,25.5,0,0,0,0,0,0,0,0,25.5]
[null,null,"1999-06-23T14:29:59.999",6,23,15,3,"všední",25.7,25.7,0,0,0,0,0,0,0,0,25.7]
[null,null,"1999-06-23T20:29:59.999",6,23,21,3,"všední",21.8,21.8,0,0,0,0,0,0,0,0,21.8]
[null,null,"1999-06-23T21:29:59.999",6,23,22,3,"všední",20.2,20.2,0,0,0,0,0,0,0,0,20.2]
[null,null,"1999-06-24T00:29:59.999",6,24,1,4,"všední",16.100000000000001,16.100000000000001,0,0,{"$f":"IF($K4190=\"\",0,$K4190/3600*1.2*1010*($L$1-(M$11/100*($L$1-$I4190)+$I4190)))","v":0},0,0,0,0,0,16.100000000000001]
[null,null,"1999-06-24T03:29:59.999",6,24,4,4,"všední",14.4,14.4,0,0,0,0,0,0,0,0,14.4]
[null,null,"1999-06-24T07:29:59.999",6,24,8,4,"všední",15.4,15.4,0,0,0,0,0,0,0,0,15.4]
[null,null,"1999-06-24T10:29:59.999",6,24,11,4,"všední",18.100000000000001,18.100000000000001,0,0,0,0,0,0,0,0,18.100000000000001]
[null,null,"1999-06-24T14:29:59.999",6,24,15,4,"všední",22,22,0,0,0,0,0,0,0,0,22]
[null,null,"1999-06-24T15:29:59.999",6,24,16,4,"všední",22,22,0,0,0,0,0,0,0,0,22]
[null,null,"1999-06-24T21:29:59.999",6,24,22,4,"všední",17.7,17.7,0,0,0,0,0,0,0,0,17.7]
[null,null,"1999-06-24T22:29:59.999",6,24,23,4,"všední",17,17,0,0,0,0,0,0,0,0,17]
[null,null,"1999-06-25T01:29:59.999",6,25,2,5,"všední",15,15,0,0,0,0,0,0,0,0,15]
[null,null,"1999-06-25T05:29:59.999",6,25,6,5,"všední",14.6,14.6,0,0,0,0,0,0,0,0,14.6]
[null,null,"1999-06-25T08:29:59.999",6,25,9,5,"všední",14.2,14.2,0,0,{"$f":"IF($K4222=\"\",0,$K4222/3600*1.2*1010*($L$1-(M$11/100*($L$1-$I4222)+$I4222)))","v":0},0,0,0,0,0,14.2]
[null,null,"1999-06-25T11:29:59.999",6,25,12,5,"všední",18.8,18.8,0,0,0,0,0,0,0,0,18.8]
[null,null,"1999-06-25T16:29:59.999",6,25,17,5,"všední",22.9,22.9,0,0,0,0,0,0,0,0,22.9]
[null,null,"1999-06-25T19:29:59.999",6,25,20,5,"všední",20.6,20.6,0,0,0,0,0,0,0,0,20.6]
[null,null,"1999-06-25T22:29:59.999",6,25,23,5,"všední",17.7,17.7,0,0,0,0,0,0,0,0,17.7]
[null,null,"1999-06-25T23:29:59.999",6,25,24,5,"všední",17.2,17.2,0,0,0,0,0,0,0,0,17.2]
[null,null,{"$f":"C4239+1/24","v":"1999-06-26T02:29:59.999"},6,26,3,6,"víkend",16.8,"","",0,0,0,0,0,0,0,16.8]
[null,null,"1999-06-26T06:29:59.999",6,26,7,6,"víkend",20.3,"","",0,0,0,0,0,0,0,20.3]
[null,null,"1999-06-26T09:29:59.999",6,26,10,6,"víkend",25.8,"","",0,0,0,0,0,0,0,25.8]
[null,null,"1999-06-26T13:29:59.999",6,26,14,6,"víkend",29.1,"","",0,0,0,0,0,0,0,29.1]
[null,null,"1999-06-26T17:29:59.999",6,26,18,6,"víkend",18.3,"","",0,0,0,0,0,0,0,18.3]
[null,null,"1999-06-26T20:29:59.999",6,26,21,6,"víkend",18,"","",0,0,0,0,0,0,0,18]
[null,null,"1999-06-26T21:29:59.999",6,26,22,6,"víkend",17.8,"","",0,0,0,0,0,0,0,17.8]
[null,null,"1999-06-27T00:29:59.999",6,27,1,7,"víkend",15.5,"","",0,0,0,0,0,0,0,15.5]
[null,null,"1999-06-27T03:29:59.999",6,27,4,7,"víkend",13.8,"","",0,0,0,0,0,0,0,13.8]
[null,null,"1999-06-27T07:29:59.999",6,27,8,7,"víkend",18,"","",0,0,0,0,0,0,0,18]
[null,null,"1999-06-27T10:29:59.999",6,27,11,7,"víkend",20.8,"","",0,0,0,0,0,0,0,20.8]
[null,null,"1999-06-27T14:29:59.999",6,27,15,7,"víkend",17,"","",0,0,0,0,0,0,0,17]
[null,null,"1999-06-27T18:29:59.999",6,27,19,7,"víkend",13.2,"","",0,0,0,0,0,0,0,13.2]
[null,null,"1999-06-27T21:29:59.999",6,27,22,7,"víkend",12,"","",0,0,0,0,0,0,0,12]
[null,null,"1999-06-27T22:29:59.999",6,27,23,7,"víkend",11.7,"","",0,0,0,0,0,0,0,11.7]
[null,null,"1999-06-28T01:29:59.999",6,28,2,1,"všední",10.3,"","",0,0,0,0,0,0,0,10.3]
[null,null,"1999-06-28T04:29:59.999",6,28,5,1,"všední",11.2,"","",0,0,0,0,0,0,0,11.2]
[null,null,"1999-06-28T08:29:59.999",6,28,9,1,"všední",13.3,13.3,0,0,0,0,0,0,0,0,13.3]
[null,null,"1999-06-28T11:29:59.999",6,28,12,1,"všední",13.6,13.6,0,0,0,0,0,0,0,0,13.6]
[null,null,"1999-06-28T15:29:59.999",6,28,16,1,"všední",13.9,13.9,0,0,0,0,0,0,0,0,13.9]
[null,null,"1999-06-28T19:29:59.999",6,28,20,1,"všední",10.6,"","",0,0,0,0,0,0,0,10.6]
[null,null,"1999-06-28T22:29:59.999",6,28,23,1,"všední",9.5,"","",0,0,0,0,0,0,0,9.5]
[null,null,"1999-06-28T23:29:59.999",6,28,24,1,"všední",9.4,"","",0,0,0,0,0,0,0,9.4]
[null,null,"1999-06-29T02:29:59.999",6,29,3,2,"všední",9.3000000000000007,"","",0,0,0,0,0,0,0,9.3000000000000007]
[null,null,"1999-06-29T05:29:59.999",6,29,6,2,"všední",10,"","",0,0,0,0,0,0,0,10]
[null,null,"1999-06-29T08:29:59.999",6,29,9,2,"všední",12.4,12.4,324,1047.1679999999999,{"$f":"IF($K4318=\"\",0,$K4318/3600*1.2*1010*($L$1-(M$11/100*($L$1-$I4318)+$I4318)))","v":523.58400000000006},418.86719999999997,345.56543999999991,209.43360000000018,104.71680000000009,0,12.4]
[null,null,"1999-06-29T13:29:59.999",6,29,14,2,"všední",12.9,{"$f":"+IF(K4323=\"\",\"\",I4323)","v":12.9},162,496.31399999999996,248.15700000000004,198.52560000000003,163.78362000000001,99.262800000000013,49.631400000000006,0,12.9]
[null,null,"1999-06-29T17:29:59.999",6,29,{"$f":"F4303","v":18},2,"všední",14.2,14.2,0,0,0,0,0,0,0,0,14.2]
[null,null,"1999-06-29T20:29:59.999",6,29,21,2,"všední",12.6,"","",0,0,0,0,0,0,0,12.6]
[null,null,"1999-06-29T23:29:59.999",6,29,24,2,"všední",11.4,"","",0,0,0,0,0,0,0,11.4]
[null,null,"1999-06-30T00:29:59.999",6,30,1,3,"všední",11,"","",0,{"$f":"IF($K4334=\"\",0,$K4334/3600*1.2*1010*($L$1-(M$11/100*($L$1-$I4334)+$I4334)))","v":0},0,0,0,0,0,11]
[null,null,"1999-06-30T03:29:59.999",6,30,4,3,"všední",10.5,"","",0,0,0,0,0,0,0,10.5]
[null,null,"1999-06-30T06:29:59.999",6,30,7,3,"všední",12.6,"","",0,0,0,0,0,0,0,12.6]
[null,null,"1999-06-30T09:29:59.999",6,30,10,3,"všední",15.7,15.7,0,0,0,0,0,0,0,0,15.7]
[null,null,"1999-06-30T14:29:59.999",6,30,15,3,"všední",19.899999999999999,19.899999999999999,0,0,0,0,0,0,0,0,19.899999999999999]
[null,null,"1999-06-30T18:29:59.999",6,30,19,3,"všední",20,20,0,0,0,0,0,0,0,0,20]
[null,null,"1999-06-30T21:29:59.999",6,30,22,3,"všední",15.5,15.5,0,0,0,0,0,0,0,0,15.5]
[null,null,"1999-07-01T00:29:59.999",7,1,1,4,"prázdniny",22.6,"","",0,0,0,0,0,0,0,22.6]
[null,null,"1999-07-01T01:29:59.999",7,1,2,4,"prázdniny",22,"","",0,0,0,0,0,0,0,22]
[null,null,"1999-07-01T04:29:59.999",7,1,5,4,"prázdniny",20.2,"","",0,0,0,0,0,0,0,20.2]
[null,null,{"$f":"C4367+1/24","v":"1999-07-01T10:29:59.999"},7,1,11,4,"prázdniny",29.3,"","",0,0,0,0,0,0,0,29.3]
[null,null,"1999-07-01T12:29:59.999",7,1,13,4,"prázdniny",27.5,"","",0,0,0,0,0,0,0,27.5]
[null,null,"1999-07-01T15:29:59.999",7,1,16,4,"prázdniny",24.9,"","",0,0,0,0,0,0,0,24.9]
[null,null,"1999-07-01T19:29:59.999",7,1,20,4,"prázdniny",22.4,"","",0,0,0,0,0,0,0,22.4]
[null,null,"1999-07-01T22:29:59.999",7,1,23,4,"prázdniny",20.8,"","",0,0,0,0,0,0,0,20.8]
[null,null,"1999-07-02T01:29:59.999",7,2,2,5,"prázdniny",19.2,"","",0,0,0,0,0,0,0,19.2]
[null,null,"1999-07-02T02:29:59.999",7,2,3,5,"prázdniny",18.899999999999999,"","",0,0,0,0,0,0,0,18.899999999999999]
[null,null,"1999-07-02T07:29:59.999",7,2,8,5,"prázdniny",18.399999999999999,"","",0,0,0,0,0,0,0,18.399999999999999]
[null,null,"1999-07-02T10:29:59.999",7,2,11,5,"prázdniny",17.100000000000001,"","",0,0,0,0,0,0,0,17.100000000000001]
[null,null,"1999-07-02T13:29:59.999",7,2,14,5,"prázdniny",18.8,"","",0,0,0,0,0,0,0,18.8]
[null,null,"1999-07-02T16:29:59.999",7,2,17,5,"prázdniny",19.100000000000001,"","",0,{"$f":"IF($K4398=\"\",0,$K4398/3600*1.2*1010*($L$1-(M$11/100*($L$1-$I4398)+$I4398)))","v":0},0,0,0,0,0,19.100000000000001]
[null,null,"1999-07-02T20:29:59.999",7,2,21,5,"prázdniny",17.5,"","",0,0,0,0,0,0,0,17.5]
[null,null,"1999-07-02T23:29:59.999",7,2,24,5,"prázdniny",14.9,"","",0,0,0,0,0,0,0,14.9]
[null,null,"1999-07-03T02:29:59.999",7,3,3,6,"víkend",13.2,"","",0,0,0,0,0,0,0,13.2]
[null,null,"1999-07-03T03:29:59.999",7,3,4,6,"víkend",13,"","",0,0,0,0,0,0,0,13]
[null,null,"1999-07-03T08:29:59.999",7,3,9,6,"víkend",21.4,"","",0,{"$f":"IF($K4414=\"\",0,$K4414/3600*1.2*1010*($L$1-(M$11/100*($L$1-$I4414)+$I4414)))","v":0},0,0,0,0,0,21.4]
[null,null,"1999-07-03T11:29:59.999",7,3,12,6,"víkend",23.3,"","",0,0,0,0,0,0,0,23.3]
[null,null,"1999-07-03T14:29:59.999",7,3,15,6,"víkend",24.7,"","",0,0,0,0,0,0,0,24.7]
[null,null,"1999-07-03T17:29:59.999",7,3,18,6,"víkend",24,"","",0,0,0,0,0,0,0,24]
[null,null,"1999-07-03T21:29:59.999",7,3,22,6,"víkend",19.399999999999999,"","",0,0,0,0,0,0,0,19.399999999999999]
[null,null,"1999-07-04T00:29:59.999",7,4,1,7,"víkend",15.8,"","",{"$f":"IF($K4430=\"\",0,$K4430/3600*1.2*1010*($L$1-(L$11*($L$1-$I4430)+$I4430)))","v":0},{"$f":"IF($K4430=\"\",0,$K4430/3600*1.2*1010*($L$1-(M$11/100*($L$1-$I4430)+$I4430)))","v":0},0,0,0,0,0,15.8]
[null,null,"1999-07-04T01:29:59.999",7,4,2,{"$f":"WEEKDAY(C4431-1)","v":7},{"$f":"IF(G4431=6,\"víkend\",IF(G4431=7,\"víkend\",IF(OR(D4431=7,D4431=8),\"prázdniny\",IF(AND(D4431=1,E4431=1),\"prázdniny\",\"všední\"))))","v":"víkend"},14.9,"",{"$f":"IF(OR(H4431=\"víkend\",H4431=\"prázdniny\"),\"\",IF(I4431>13,0,IF(OR(F4431<$E$5,F4431>$E$6),\"\",IF(OR(F4431=8,F4431=14),$L$4/2,$L$4))))","v":""},0,0,0,0,0,0,0,14.9]
[null,null,"1999-07-04T05:29:59.999",7,4,6,7,"víkend",14.4,"","",0,0,0,0,0,0,0,14.4]
[null,null,"1999-07-04T08:29:59.999",7,4,9,7,"víkend",19.7,"","",0,0,0,0,0,0,0,19.7]
[null,null,"1999-07-04T12:29:59.999",7,4,13,7,"víkend",20,"","",0,0,0,0,0,0,0,20]
[null,null,"1999-07-04T15:29:59.999",7,4,16,7,"víkend",20.6,"","",0,0,0,0,0,0,0,20.6]
[null,null,"1999-07-04T18:29:59.999",7,4,19,7,"víkend",20.2,"","",0,0,0,0,0,0,0,20.2]
[null,null,"1999-07-04T22:29:59.999",7,4,23,7,"víkend",16.7,"","",0,0,0,0,0,0,0,16.7]
[null,null,"1999-07-05T01:29:59.999",7,5,{"$f":"F4431","v":2},1,"prázdniny",14.1,"","",0,0,0,0,0,0,0,14.1]
[null,null,"1999-07-05T02:29:59.999",7,5,3,1,"prázdniny",13.6,"","",0,0,0,0,0,0,0,13.6]
[null,null,"1999-07-05T06:29:59.999",7,5,7,1,"prázdniny",14.8,"","",0,0,0,0,0,0,0,14.8]
[null,null,"1999-07-05T09:29:59.999",7,5,10,1,"prázdniny",17.3,"","",0,0,0,0,0,0,0,17.3]
[null,null,"1999-07-05T13:29:59.999",7,5,14,1,"prázdniny",21.4,"","",0,0,0,0,0,0,0,21.4]
[null,null,"1999-07-05T16:29:59.999",7,5,17,1,"prázdniny",21.4,"","",0,0,0,0,0,0,0,21.4]
[null,null,"1999-07-05T19:29:59.999",7,5,20,1,"prázdniny",19.2,"","",0,0,0,0,0,0,0,19.2]
[null,null,"1999-07-05T23:29:59.999",7,5,24,1,"prázdniny",14.5,"","",0,0,0,0,0,0,0,14.5]
[null,null,"1999-07-06T02:29:59.999",7,6,3,2,"prázdniny",11.3,"","",0,0,0,0,0,0,0,11.3]
[null,null,"1999-07-06T03:29:59.999",7,6,4,2,"prázdniny",11,"","",0,0,0,0,0,0,0,11]
[null,null,"1999-07-06T07:29:59.999",7,6,8,2,"prázdniny",18.2,"","",0,0,0,0,0,0,0,18.2]
[null,null,"1999-07-06T10:29:59.999",7,6,11,2,"prázdniny",21.1,"","",0,0,0,0,0,0,0,21.1]
[null,null,"1999-07-06T14:29:59.999",7,6,15,2,"prázdniny",23.9,"","",0,0,0,0,0,0,0,23.9]
[null,null,"1999-07-06T17:29:59.999",7,6,18,{"$f":"WEEKDAY(C4495-1)","v":2},{"$f":"IF(G4495=6,\"víkend\",IF(G4495=7,\"víkend\",IF(OR(D4495=7,D4495=8),\"prázdniny\",IF(AND(D4495=1,E4495=1),\"prázdniny\",\"všední\"))))","v":"prázdniny"},24.1,"",{"$f":"IF(OR(H4495=\"víkend\",H4495=\"prázdniny\"),\"\",IF(I4495>13,0,IF(OR(F4495<$E$5,F4495>$E$6),\"\",IF(OR(F4495=8,F4495=14),$L$4/2,$L$4))))","v":""},0,0,0,0,0,0,0,24.1]
[null,null,"1999-07-06T21:29:59.999",7,6,22,2,"prázdniny",17.600000000000001,"","",0,0,0,0,0,0,0,17.600000000000001]
[null,null,"1999-07-07T00:29:59.999",7,7,1,3,"prázdniny",16,"","",0,0,0,0,0,0,0,16]
[null,null,"1999-07-07T04:29:59.999",7,7,5,3,"prázdniny",14.3,"","",0,0,0,0,0,0,0,14.3]
[null,null,"1999-07-07T05:29:59.999",7,7,6,3,"prázdniny",15.8,"","",0,0,0,0,0,0,0,15.8]
[null,null,"1999-07-07T08:29:59.999",7,7,9,3,"prázdniny",21.6,"","",0,{"$f":"IF($K4510=\"\",0,$K4510/3600*1.2*1010*($L$1-(M$11/100*($L$1-$I4510)+$I4510)))","v":0},0,0,0,0,0,21.6]
[null,null,"1999-07-07T11:29:59.999",7,7,12,3,"prázdniny",25.4,"","",0,0,0,0,0,0,0,25.4]
[null,null,"1999-07-07T15:29:59.999",7,7,16,3,"prázdniny",27.8,"","",0,0,0,0,0,0,0,27.8]
[null,null,"1999-07-07T18:29:59.999",7,7,19,3,"prázdniny",26.2,"","",0,0,0,0,0,0,0,26.2]
[null,null,"1999-07-07T22:29:59.999",7,7,23,3,"prázdniny",20.6,"","",0,0,0,0,0,0,0,20.6]
[null,null,"1999-07-08T01:29:59.999",7,8,2,4,"prázdniny",18.899999999999999,"","",0,0,0,0,0,0,0,18.899999999999999]
[null,null,"1999-07-08T05:29:59.999",7,8,6,4,"prázdniny",18.8,"","",0,0,0,0,0,0,0,18.8]
[null,null,"1999-07-08T06:29:59.999",7,8,7,4,"prázdniny",18.399999999999999,"","",0,0,0,0,0,0,0,18.399999999999999]
[null,null,"1999-07-08T09:29:59.999",7,8,10,4,"prázdniny",19.8,"","",0,0,0,0,0,0,0,19.8]
[null,null,"1999-07-08T13:29:59.999",7,8,14,4,"prázdniny",23.7,"","",0,0,0,0,0,0,0,23.7]
[null,null,"1999-07-08T16:29:59.999",7,8,17,4,"prázdniny",19.8,"","",0,{"$f":"IF($K4542=\"\",0,$K4542/3600*1.2*1010*($L$1-(M$11/100*($L$1-$I4542)+$I4542)))","v":0},0,0,0,0,0,19.8]
[null,null,"1999-07-08T19:29:59.999",7,8,20,4,"prázdniny",17.600000000000001,"","",0,0,0,0,0,0,0,17.600000000000001]
[null,null,"1999-07-08T23:29:59.999",7,8,24,4,"prázdniny",15.8,"","",0,0,0,0,0,0,0,15.8]
[null,null,"1999-07-09T02:29:59.999",7,9,3,5,"prázdniny",15,"","",0,0,0,0,0,0,0,15]
[null,null,"1999-07-09T06:29:59.999",7,9,7,5,"prázdniny",16.2,"","",0,0,0,0,0,0,0,16.2]
[null,null,"1999-07-09T07:29:59.999",7,9,8,5,"prázdniny",15.6,"","",0,0,0,0,0,0,0,15.6]
[null,null,{"$f":"C4559+1/24","v":"1999-07-09T10:29:59.999"},7,9,11,5,"prázdniny",17.8,"","",0,0,0,0,0,0,0,17.8]
[null,null,"1999-07-09T14:29:59.999",7,9,15,5,"prázdniny",17.100000000000001,"","",0,0,0,0,0,0,0,17.100000000000001]
[null,null,"1999-07-09T17:29:59.999",7,9,18,5,"prázdniny",19.2,"","",0,0,0,0,0,0,0,19.2]
[null,null,"1999-07-09T20:29:59.999",7,9,21,5,"prázdniny",15.3,"","",0,0,0,0,0,0,0,15.3]
[null,null,"1999-07-09T23:29:59.999",7,9,24,5,"prázdniny",13.8,"","",0,0,0,0,0,0,0,13.8]
[null,null,"1999-07-10T04:29:59.999",7,10,5,6,"víkend",11.4,"","",0,0,0,0,0,0,0,11.4]
[null,null,"1999-07-10T07:29:59.999",7,10,8,6,"víkend",14.8,"","",0,0,0,0,0,0,0,14.8]
[null,null,"1999-07-10T08:29:59.999",7,10,9,6,"víkend",16,"","",0,0,0,0,0,0,0,16]
[null,null,"1999-07-10T11:29:59.999",7,10,12,6,"víkend",18.7,"","",0,0,0,0,0,0,0,18.7]
[null,null,"1999-07-10T15:29:59.999",7,10,16,6,"víkend",21.3,"","",0,0,0,0,0,0,0,21.3]
[null,null,"1999-07-10T18:29:59.999",7,10,19,6,"víkend",19.600000000000001,"","",0,0,0,0,0,0,0,19.600000000000001]
[null,null,"1999-07-10T20:29:59.999",7,10,21,6,"víkend",16.399999999999999,"","",0,0,0,0,0,0,0,16.399999999999999]
[null,null,"1999-07-11T02:29:59.999",7,11,3,7,"víkend",11,"","",0,0,0,0,0,0,0,11]
[null,null,"1999-07-11T05:29:59.999",7,11,6,7,"víkend",12.4,"","",0,0,0,0,0,0,0,12.4]
[null,null,"1999-07-11T06:29:59.999",7,11,7,7,"víkend",14.3,"","",0,0,0,0,0,0,0,14.3]
[null,null,"1999-07-11T09:29:59.999",7,11,10,7,"víkend",22.3,"","",0,0,0,0,0,0,0,22.3]
[null,null,"1999-07-11T12:29:59.999",7,11,13,7,"víkend",25.5,"","",0,0,0,0,0,0,0,25.5]
[null,null,"1999-07-11T16:29:59.999",7,11,17,7,"víkend",27.1,"","",0,0,0,0,0,0,0,27.1]
[null,null,"1999-07-11T19:29:59.999",7,11,20,7,"víkend",23.3,"","",0,0,0,0,0,0,0,23.3]
[null,null,"1999-07-11T21:29:59.999",7,11,22,7,"víkend",18.8,"","",0,0,0,0,0,0,0,18.8]
[null,null,"1999-07-12T03:29:59.999",7,12,4,1,"prázdniny",15.6,"","",0,0,0,0,0,0,0,15.6]
[null,null,"1999-07-12T06:29:59.999",7,12,7,1,"prázdniny",19.3,"","",0,0,0,0,0,0,0,19.3]
[null,null,"1999-07-12T07:29:59.999",7,12,8,1,"prázdniny",21.9,"","",0,0,0,0,0,0,0,21.9]
[null,null,"1999-07-12T10:29:59.999",7,12,11,1,"prázdniny",25.4,"","",0,0,0,0,0,0,0,25.4]
[null,null,"1999-07-12T13:29:59.999",7,12,14,1,"prázdniny",28.2,"","",0,0,0,0,0,0,0,28.2]
[null,null,"1999-07-12T17:29:59.999",7,12,18,1,"prázdniny",21.4,"","",0,0,0,0,0,0,0,21.4]
[null,null,"1999-07-12T22:29:59.999",7,12,23,1,"prázdniny",18.399999999999999,"","",0,0,0,0,0,0,0,18.399999999999999]
[null,null,"1999-07-13T00:29:59.999",7,13,1,2,"prázdniny",17.600000000000001,"","",0,0,0,0,0,0,0,17.600000000000001]
[null,null,"1999-07-13T04:29:59.999",7,13,5,2,"prázdniny",14.8,"","",0,0,0,0,0,0,0,14.8]
[null,null,"1999-07-13T07:29:59.999",7,13,8,2,"prázdniny",18.600000000000001,"","",0,0,0,0,0,0,0,18.600000000000001]
[null,null,"1999-07-13T08:29:59.999",7,13,9,2,"prázdniny",19.399999999999999,"","",0,{"$f":"IF($K4654=\"\",0,$K4654/3600*1.2*1010*($L$1-(M$11/100*($L$1-$I4654)+$I4654)))","v":0},0,0,0,0,0,19.399999999999999]
[null,null,"1999-07-13T11:29:59.999",7,13,12,2,"prázdniny",20.6,"","",0,0,0,0,0,0,0,20.6]
[null,null,"1999-07-13T14:29:59.999",7,13,15,2,"prázdniny",21.6,"","",0,0,0,0,0,0,0,21.6]
[null,null,"1999-07-13T19:29:59.999",7,13,20,2,"prázdniny",18.7,"","",0,0,0,0,0,0,0,18.7]
[null,null,"1999-07-13T22:29:59.999",7,13,23,2,"prázdniny",15.8,"","",0,0,0,0,0,0,0,15.8]
[null,null,"1999-07-14T02:29:59.999",7,14,3,3,"prázdniny",12.6,"","",0,0,0,0,0,0,0,12.6]
[null,null,"1999-07-14T05:29:59.999",7,14,6,3,"prázdniny",13.1,"","",0,0,0,0,0,0,0,13.1]
[null,null,"1999-07-14T08:29:59.999",7,14,9,3,"prázdniny",18.399999999999999,"","",0,0,0,0,0,0,0,18.399999999999999]
[null,null,"1999-07-14T09:29:59.999",7,14,10,3,"prázdniny",20.100000000000001,"","",0,0,0,0,0,0,0,20.100000000000001]
[null,null,"1999-07-14T12:29:59.999",7,14,13,3,"prázdniny",22.2,"","",0,0,0,0,0,0,0,22.2]
[null,null,"1999-07-14T15:29:59.999",7,14,16,3,"prázdniny",23,"","",0,0,0,0,0,0,0,23]
[null,null,"1999-07-14T20:29:59.999",7,14,21,3,"prázdniny",18.399999999999999,"","",0,0,0,0,0,0,0,18.399999999999999]
[null,null,"1999-07-14T23:29:59.999",7,14,24,3,"prázdniny",15.7,"","",0,0,0,0,0,0,0,15.7]
[null,null,"1999-07-15T03:29:59.999",7,15,4,4,"prázdniny",14.2,"","",0,0,0,0,0,0,0,14.2]
[null,null,"1999-07-15T06:29:59.999",7,15,7,4,"prázdniny",16.600000000000001,"","",0,0,0,0,0,0,0,16.600000000000001]
[null,null,"1999-07-15T09:29:59.999",7,15,10,4,"prázdniny",21.8,"","",0,0,0,0,0,0,0,21.8]
[null,null,"1999-07-15T10:29:59.999",7,15,11,4,"prázdniny",23.1,"","",0,0,0,0,0,0,0,23.1]
[null,null,"1999-07-15T13:29:59.999",7,15,14,4,"prázdniny",25.9,{"$f":"+IF(K4707=\"\",\"\",I4707)","v":""},"",0,0,0,0,0,0,0,25.9]
[null,null,"1999-07-15T17:29:59.999",7,15,{"$f":"F4687","v":18},4,"prázdniny",25.4,"","",0,0,0,0,0,0,0,25.4]
[null,null,"1999-07-15T21:29:59.999",7,15,22,4,"prázdniny",20.9,"","",0,0,0,0,0,0,0,20.9]
[null,null,"1999-07-16T00:29:59.999",7,16,1,5,"prázdniny",19.2,"","",0,{"$f":"IF($K4718=\"\",0,$K4718/3600*1.2*1010*($L$1-(M$11/100*($L$1-$I4718)+$I4718)))","v":0},0,0,0,0,0,19.2]
[null,null,"1999-07-16T04:29:59.999",7,16,5,5,"prázdniny",17.8,"","",0,0,0,0,0,0,0,17.8]
[null,null,"1999-07-16T07:29:59.999",7,16,8,5,"prázdniny",22.8,"","",0,0,0,0,0,0,0,22.8]
[null,null,"1999-07-16T10:29:59.999",7,16,11,5,"prázdniny",26.4,"","",0,0,0,0,0,0,0,26.4]
[null,null,"1999-07-16T11:29:59.999",7,16,12,5,"prázdniny",27.3,"","",0,0,0,0,0,0,0,27.3]
[null,null,"1999-07-16T14:29:59.999",7,16,15,5,"prázdniny",29.2,"","",0,0,0,0,0,0,0,29.2]
[null,null,"1999-07-16T19:29:59.999",7,16,20,5,"prázdniny",25,"","",0,0,0,0,0,0,0,25]
[null,null,"1999-07-16T22:29:59.999",7,16,23,5,"prázdniny",22.3,"","",0,0,0,0,0,0,0,22.3]
[null,null,"1999-07-17T01:29:59.999",7,17,2,6,"víkend",20.2,"","",0,0,0,0,0,0,0,20.2]
[null,null,"1999-07-17T05:29:59.999",7,17,6,6,"víkend",19,"","",0,0,0,0,0,0,0,19]
[null,null,"1999-07-17T08:29:59.999",7,17,9,6,"víkend",24.8,"","",{"$f":"IF($K4750=\"\",0,$K4750/3600*1.2*1010*($L$1-(L$11*($L$1-$I4750)+$I4750)))","v":0},{"$f":"IF($K4750=\"\",0,$K4750/3600*1.2*1010*($L$1-(M$11/100*($L$1-$I4750)+$I4750)))","v":0},0,0,0,0,0,24.8]
[null,null,"1999-07-17T11:29:59.999",7,17,12,6,"víkend",28.4,"","",0,0,0,0,0,0,0,28.4]
[null,null,"1999-07-17T12:29:59.999",7,17,13,6,"víkend",29.4,"","",0,0,0,0,0,0,0,29.4]
[null,null,"1999-07-17T15:29:59.999",7,17,16,6,"víkend",28.1,"","",0,0,0,0,0,0,0,28.1]
[null,null,"1999-07-17T20:29:59.999",7,17,21,6,"víkend",23.2,"","",0,0,0,0,0,0,0,23.2]
[null,null,"1999-07-17T23:29:59.999",7,17,24,6,"víkend",21.1,"","",0,0,0,0,0,0,0,21.1]
[null,null,"1999-07-18T02:29:59.999",7,18,3,7,"víkend",18.5,"","",0,0,0,0,0,0,0,18.5]
[null,null,"1999-07-18T06:29:59.999",7,18,7,7,"víkend",16.399999999999999,"","",0,0,0,0,0,0,0,16.399999999999999]
[null,null,"1999-07-18T09:29:59.999",7,18,{"$f":"F4751","v":10},7,"víkend",19.3,"","",0,0,0,0,0,0,0,19.3]
[null,null,"1999-07-18T10:29:59.999",7,18,11,7,"víkend",20.5,"","",0,0,0,0,0,0,0,20.5]
[null,null,"1999-07-18T16:29:59.999",7,18,17,7,"víkend",22.1,"","",0,{"$f":"IF($K4782=\"\",0,$K4782/3600*1.2*1010*($L$1-(M$11/100*($L$1-$I4782)+$I4782)))","v":0},0,0,0,0,0,22.1]
[null,null,"1999-07-18T17:29:59.999",7,18,18,7,"víkend",21.8,"","",0,0,0,0,0,0,0,21.8]
[null,null,"1999-07-18T21:29:59.999",7,18,22,7,"víkend",17.8,"","",0,0,0,0,0,0,0,17.8]
[null,null,"1999-07-19T00:29:59.999",7,19,1,1,"prázdniny",16.600000000000001,"","",0,0,0,0,0,0,0,16.600000000000001]
[null,null,"1999-07-19T03:29:59.999",7,19,4,1,"prázdniny",16,"","",0,0,0,0,0,0,0,16]
[null,null,"1999-07-19T07:29:59.999",7,19,8,1,"prázdniny",17.2,"","",0,0,0,0,0,0,0,17.2]
[null,null,"1999-07-19T10:29:59.999",7,19,11,1,"prázdniny",20.9,"","",0,0,0,0,0,0,0,20.9]
[null,null,"1999-07-19T13:29:59.999",7,19,14,1,"prázdniny",23.8,"","",0,0,0,0,0,0,0,23.8]
[null,null,"1999-07-19T15:29:59.999",7,19,16,1,"prázdniny",18.2,"","",0,0,0,0,0,0,0,18.2]
[null,null,"1999-07-19T18:29:59.999",7,19,19,1,"prázdniny",15.2,"","",0,0,0,0,0,0,0,15.2]
[null,null,"1999-07-19T22:29:59.999",7,19,23,1,"prázdniny",14.2,"","",0,0,0,0,0,0,0,14.2]
[null,null,"1999-07-20T01:29:59.999",7,20,2,{"$f":"WEEKDAY(C4815-1)","v":2},{"$f":"IF(G4815=6,\"víkend\",IF(G4815=7,\"víkend\",IF(OR(D4815=7,D4815=8),\"prázdniny\",IF(AND(D4815=1,E4815=1),\"prázdniny\",\"všední\"))))","v":"prázdniny"},13.9,"",{"$f":"IF(OR(H4815=\"víkend\",H4815=\"prázdniny\"),\"\",IF(I4815>13,0,IF(OR(F4815<$E$5,F4815>$E$6),\"\",IF(OR(F4815=8,F4815=14),$L$4/2,$L$4))))","v":""},0,0,0,0,0,0,0,13.9]
[null,null,"1999-07-20T05:29:59.999",7,20,6,2,"prázdniny",13.9,"","",0,0,0,0,0,0,0,13.9]
[null,null,"1999-07-20T08:29:59.999",7,20,9,2,"prázdniny",18.100000000000001,"","",0,0,0,0,0,0,0,18.100000000000001]
[null,null,"1999-07-20T11:29:59.999",7,20,12,2,"prázdniny",22,"","",0,0,0,0,0,0,0,22]
[null,null,"1999-07-20T14:29:59.999",7,20,15,2,"prázdniny",23.5,"","",0,0,0,0,0,0,0,23.5]
[null,null,"1999-07-20T16:29:59.999",7,20,17,2,"prázdniny",23.4,"","",0,{"$f":"IF($K4830=\"\",0,$K4830/3600*1.2*1010*($L$1-(M$11/100*($L$1-$I4830)+$I4830)))","v":0},0,0,0,0,0,23.4]
[null,null,"1999-07-20T19:29:59.999",7,20,20,2,"prázdniny",20.8,"","",0,0,0,0,0,0,0,20.8]
[null,null,"1999-07-20T23:29:59.999",7,20,24,2,"prázdniny",15.7,"","",0,0,0,0,0,0,0,15.7]
[null,null,"1999-07-21T02:29:59.999",7,21,3,3,"prázdniny",13.9,"","",0,0,0,0,0,0,0,13.9]
[null,null,"1999-07-21T06:29:59.999",7,21,7,3,"prázdniny",13.6,"","",0,0,0,0,0,0,0,13.6]
[null,null,"1999-07-21T09:29:59.999",7,21,10,3,"prázdniny",15.5,"","",0,0,0,0,0,0,0,15.5]
[null,null,"1999-07-21T11:29:59.999",7,21,12,3,"prázdniny",18.2,"","",0,0,0,0,0,0,0,18.2]
[null,null,"1999-07-21T14:29:59.999",7,21,15,3,"prázdniny",21.1,"","",0,0,0,0,0,0,0,21.1]
[null,null,"1999-07-21T17:29:59.999",7,21,18,3,"prázdniny",20.3,"","",0,0,0,0,0,0,0,20.3]
[null,null,"1999-07-21T20:29:59.999",7,21,21,3,"prázdniny",17.600000000000001,"","",0,0,0,0,0,0,0,17.600000000000001]
[null,null,"1999-07-22T00:29:59.999",7,22,1,4,"prázdniny",13.6,"","",0,{"$f":"IF($K4862=\"\",0,$K4862/3600*1.2*1010*($L$1-(M$11/100*($L$1-$I4862)+$I4862)))","v":0},0,0,0,0,0,13.6]
[null,null,"1999-07-22T03:29:59.999",7,22,4,4,"prázdniny",12.2,"","",0,0,0,0,0,0,0,12.2]
[null,null,"1999-07-22T07:29:59.999",7,22,8,4,"prázdniny",16.399999999999999,"","",0,0,0,0,0,0,0,16.399999999999999]
[null,null,"1999-07-22T08:29:59.999",7,22,9,4,"prázdniny",18.899999999999999,"","",0,0,0,0,0,0,0,18.899999999999999]
[null,null,"1999-07-22T14:29:59.999",7,22,15,4,"prázdniny",23.4,"","",0,0,0,0,0,0,0,23.4]
[null,null,"1999-07-22T15:29:59.999",7,22,16,4,"prázdniny",23.6,"","",0,0,0,0,0,0,0,23.6]
[null,null,{"$f":"C4879+1/24","v":"1999-07-22T18:29:59.999"},7,22,19,4,"prázdniny",22.2,"","",0,0,0,0,0,0,0,22.2]
[null,null,"1999-07-22T22:29:59.999",7,22,23,4,"prázdniny",17.100000000000001,"","",0,0,0,0,0,0,0,17.100000000000001]
[null,null,"1999-07-23T01:29:59.999",7,23,2,5,"prázdniny",15.3,"","",0,0,0,0,0,0,0,15.3]
[null,null,"1999-07-23T04:29:59.999",7,23,5,5,"prázdniny",15.2,"","",0,0,0,0,0,0,0,15.2]
[null,null,"1999-07-23T08:29:59.999",7,23,9,5,"prázdniny",20.9,"","",0,{"$f":"IF($K4894=\"\",0,$K4894/3600*1.2*1010*($L$1-(M$11/100*($L$1-$I4894)+$I4894)))","v":0},0,0,0,0,0,20.9]
[null,null,"1999-07-23T09:29:59.999",7,23,10,5,"prázdniny",21.7,"","",0,0,0,0,0,0,0,21.7]
[null,null,"1999-07-23T15:29:59.999",7,23,16,5,"prázdniny",25.4,"","",0,0,0,0,0,0,0,25.4]
[null,null,"1999-07-23T16:29:59.999",7,23,17,5,"prázdniny",25.8,"","",0,0,0,0,0,0,0,25.8]
[null,null,"1999-07-23T19:29:59.999",7,23,20,5,"prázdniny",21.5,"","",0,0,0,0,0,0,0,21.5]
[null,null,"1999-07-23T23:29:59.999",7,23,24,5,"prázdniny",17.7,"","",0,0,0,0,0,0,0,17.7]
[null,null,"1999-07-24T02:29:59.999",7,24,3,6,"víkend",15.9,"","",0,0,0,0,0,0,0,15.9]
[null,null,"1999-07-24T05:29:59.999",7,24,6,6,"víkend",16.399999999999999,"","",0,0,0,0,0,0,0,16.399999999999999]
[null,null,"1999-07-24T10:29:59.999",7,24,11,6,"víkend",21.7,"","",0,0,0,0,0,0,0,21.7]
[null,null,"1999-07-24T13:29:59.999",7,24,14,6,"víkend",23.4,"","",0,0,0,0,0,0,0,23.4]
[null,null,"1999-07-24T16:29:59.999",7,24,17,6,"víkend",24.2,"","",0,{"$f":"IF($K4926=\"\",0,$K4926/3600*1.2*1010*($L$1-(M$11/100*($L$1-$I4926)+$I4926)))","v":0},0,0,0,0,0,24.2]
[null,null,"1999-07-24T17:29:59.999",7,24,18,6,"víkend",22.7,"","",0,0,0,0,0,0,0,22.7]
[null,null,"1999-07-24T20:29:59.999",7,24,21,6,"víkend",19.100000000000001,"","",0,0,0,0,0,0,0,19.100000000000001]
[null,null,"1999-07-25T00:29:59.999",7,25,1,7,"víkend",16.399999999999999,"","",0,0,0,0,0,0,0,16.399999999999999]
[null,null,"1999-07-25T03:29:59.999",7,25,4,7,"víkend",15.6,"","",0,0,0,0,0,0,0,15.6]
[null,null,"1999-07-25T07:29:59.999",7,25,8,7,"víkend",19,"","",0,0,0,0,0,0,0,19]
[null,null,"1999-07-25T11:29:59.999",7,25,12,7,"víkend",22,"","",0,0,0,0,0,0,0,22]
[null,null,"1999-07-25T14:29:59.999",7,25,15,7,"víkend",20.6,"","",0,0,0,0,0,0,0,20.6]
[null,null,"1999-07-25T15:29:59.999",7,25,16,7,"víkend",19.100000000000001,"","",0,0,0,0,0,0,0,19.100000000000001]
[null,null,"1999-07-25T18:29:59.999",7,25,19,7,"víkend",15.8,"","",0,0,0,0,0,0,0,15.8]
[null,null,"1999-07-25T21:29:59.999",7,25,22,7,"víkend",14.7,"","",0,0,0,0,0,0,0,14.7]
[null,null,"1999-07-26T01:29:59.999",7,26,2,1,"prázdniny",13,"","",0,0,0,0,0,0,0,13]
[null,null,"1999-07-26T04:29:59.999",7,26,5,1,"prázdniny",11.8,"","",0,0,0,0,0,0,0,11.8]
[null,null,"1999-07-26T08:29:59.999",7,26,9,1,"prázdniny",14.2,{"$f":"+IF(K4966=\"\",\"\",I4966)","v":""},"",0,0,0,0,0,0,0,14.2]
[null,null,"1999-07-26T12:29:59.999",7,26,13,1,"prázdniny",14.6,"","",0,0,0,0,0,0,0,14.6]
[null,null,"1999-07-26T15:29:59.999",7,26,16,1,"prázdniny",12.4,"","",0,0,0,0,0,0,0,12.4]
[null,null,"1999-07-26T16:29:59.999",7,26,17,1,"prázdniny",13.3,"","",0,{"$f":"IF($K4974=\"\",0,$K4974/3600*1.2*1010*($L$1-(M$11/100*($L$1-$I4974)+$I4974)))","v":0},0,0,0,0,0,13.3]
[null,null,"1999-07-26T19:29:59.999",7,26,20,1,"prázdniny",11.2,"","",0,0,0,0,0,0,0,11.2]
[null,null,"1999-07-26T22:29:59.999",7,26,23,1,"prázdniny",9.8000000000000007,"","",0,0,0,0,0,0,0,9.8000000000000007]
[null,null,"1999-07-27T02:29:59.999",7,27,3,2,"prázdniny",9.1,"","",0,0,0,0,0,0,0,9.1]
[null,null,"1999-07-27T05:29:59.999",7,27,6,2,"prázdniny",9.8000000000000007,"","",0,0,0,0,0,0,0,9.8000000000000007]
[null,null,"1999-07-27T10:29:59.999",7,27,11,2,"prázdniny",15.6,"","",0,0,0,0,0,0,0,15.6]
[null,null,"1999-07-27T13:29:59.999",7,27,14,2,"prázdniny",14.2,"","",0,0,0,0,0,0,0,14.2]
[null,null,"1999-07-27T16:29:59.999",7,27,17,2,"prázdniny",12.8,"","",0,0,0,0,0,0,0,12.8]
[null,null,"1999-07-27T17:29:59.999",7,27,18,2,"prázdniny",12.6,"","",0,0,0,0,0,0,0,12.6]
[null,null,"1999-07-27T20:29:59.999",7,27,21,2,"prázdniny",13.6,"","",0,0,0,0,0,0,0,13.6]
[null,null,"1999-07-27T23:29:59.999",7,27,24,2,"prázdniny",13.1,"","",0,0,0,0,0,0,0,13.1]
[null,null,{"$f":"C5007+1/24","v":"1999-07-28T02:29:59.999"},7,28,3,3,"prázdniny",12.2,"","",0,0,0,0,0,0,0,12.2]
[null,null,"1999-07-28T07:29:59.999",7,28,8,3,"prázdniny",12.4,"","",0,0,0,0,0,0,0,12.4]
[null,null,"1999-07-28T11:29:59.999",7,28,12,3,"prázdniny",14.6,"","",0,0,0,0,0,0,0,14.6]
[null,null,"1999-07-28T14:29:59.999",7,28,15,3,"prázdniny",15.2,"","",0,0,0,0,0,0,0,15.2]
[null,null,"1999-07-28T17:29:59.999",7,28,18,3,"prázdniny",14,"","",0,0,0,0,0,0,0,14]
[null,null,"1999-07-28T18:29:59.999",7,28,19,3,"prázdniny",13.6,"","",0,0,0,0,0,0,0,13.6]
[null,null,"1999-07-28T21:29:59.999",7,28,22,3,"prázdniny",12.6,"","",0,0,0,0,0,0,0,12.6]
[null,null,"1999-07-29T00:29:59.999",7,29,1,4,"prázdniny",11.4,{"$f":"+IF(K5030=\"\",\"\",I5030)","v":""},"",0,0,0,0,0,0,0,11.4]
[null,null,"1999-07-29T03:29:59.999",7,29,4,4,"prázdniny",11.6,"","",0,0,0,0,0,0,0,11.6]
[null,null,"1999-07-29T08:29:59.999",7,29,9,4,"prázdniny",13.4,"","",0,{"$f":"IF($K5038=\"\",0,$K5038/3600*1.2*1010*($L$1-(M$11/100*($L$1-$I5038)+$I5038)))","v":0},0,0,0,0,0,13.4]
[null,null,"1999-07-29T12:29:59.999",7,29,13,4,"prázdniny",17,"","",0,0,0,0,0,0,0,17]
[null,null,"1999-07-29T15:29:59.999",7,29,16,4,"prázdniny",18.600000000000001,"","",0,0,0,0,0,0,0,18.600000000000001]
[null,null,"1999-07-29T18:29:59.999",7,29,19,4,"prázdniny",17.399999999999999,"","",0,0,0,0,0,0,0,17.399999999999999]
[null,null,"1999-07-29T19:29:59.999",7,29,20,4,"prázdniny",15.6,"","",0,0,0,0,0,0,0,15.6]
[null,null,"1999-07-29T22:29:59.999",7,29,23,4,"prázdniny",15.1,"","",0,0,0,0,0,0,0,15.1]
[null,null,"1999-07-30T04:29:59.999",7,30,5,5,"prázdniny",12.6,"","",0,0,0,0,0,0,0,12.6]
[null,null,"1999-07-30T06:29:59.999",7,30,7,5,"prázdniny",14.2,"","",0,0,0,0,0,0,0,14.2]
[null,null,"1999-07-30T09:29:59.999",7,30,10,5,"prázdniny",21.6,"","",0,0,0,0,0,0,0,21.6]
[null,null,"1999-07-30T13:29:59.999",7,30,14,5,"prázdniny",25.7,"","",0,0,0,0,0,0,0,25.7]
[null,null,"1999-07-30T16:29:59.999",7,30,17,5,"prázdniny",17.399999999999999,"","",{"$f":"IF($K5070=\"\",0,$K5070/3600*1.2*1010*($L$1-(L$11*($L$1-$I5070)+$I5070)))","v":0},{"$f":"IF($K5070=\"\",0,$K5070/3600*1.2*1010*($L$1-(M$11/100*($L$1-$I5070)+$I5070)))","v":0},0,0,0,0,0,17.399999999999999]
[null,null,"1999-07-30T19:29:59.999",7,30,20,5,"prázdniny",17.399999999999999,"","",0,0,0,0,0,0,0,17.399999999999999]
[null,null,"1999-07-30T20:29:59.999",7,30,21,5,"prázdniny",16.3,"","",0,0,0,0,0,0,0,16.3]
[null,null,"1999-07-31T01:29:59.999",7,30,2,6,"víkend",15.3,"","",0,0,0,0,0,0,0,15.3]
[null,null,"1999-07-31T04:29:59.999",7,30,5,6,"víkend",14.2,"","",0,0,0,0,0,0,0,14.2]
[null,null,"1999-07-31T07:29:59.999",7,30,8,6,"víkend",12.2,"","",0,0,0,0,0,0,0,12.2]
[null,null,"1999-07-31T10:29:59.999",7,30,11,6,"víkend",14.6,"","",0,0,0,0,0,0,0,14.6]
[null,null,"1999-07-31T14:29:59.999",7,30,15,6,"víkend",17.899999999999999,"","",0,0,0,0,0,0,0,17.899999999999999]
[null,null,"1999-07-31T17:29:59.999",7,30,{"$f":"F5071","v":18},6,"víkend",17.8,"","",0,0,0,0,0,0,0,17.8]
[null,null,"1999-07-31T18:29:59.999",7,30,19,6,"víkend",17,"","",0,0,0,0,0,0,0,17]
[null,null,"1999-07-31T21:29:59.999",7,30,22,6,"víkend",15,"","",0,0,0,0,0,0,0,15]
[null,null,"1999-08-01T02:29:59.999",8,1,3,7,"víkend",12.9,"","",0,0,0,0,0,0,0,12.9]
[null,null,"1999-08-01T05:29:59.999",8,1,6,7,"víkend",13,"","",0,0,0,0,0,0,0,13]
[null,null,"1999-08-01T08:29:59.999",8,1,9,7,"víkend",21.1,"","",0,0,0,0,0,0,0,21.1]
[null,null,"1999-08-01T11:29:59.999",8,1,12,7,"víkend",27,"","",0,0,0,0,0,0,0,27]
[null,null,"1999-08-01T15:29:59.999",8,1,16,7,"víkend",28.8,"","",0,0,0,0,0,0,0,28.8]
[null,null,"1999-08-01T18:29:59.999",8,1,19,7,"víkend",26.6,"","",0,0,0,0,0,0,0,26.6]
[null,null,"1999-08-01T19:29:59.999",8,1,20,7,"víkend",24.4,"","",0,0,0,0,0,0,0,24.4]
[null,null,"1999-08-01T23:29:59.999",8,1,24,7,"víkend",18.2,"","",0,0,0,0,0,0,0,18.2]
[null,null,"1999-08-02T02:29:59.999",8,2,3,1,"prázdniny",16.899999999999999,"","",0,0,0,0,0,0,0,16.899999999999999]
[null,null,"1999-08-02T06:29:59.999",8,2,7,1,"prázdniny",19.899999999999999,"","",0,0,0,0,0,0,0,19.899999999999999]
[null,null,"1999-08-02T09:29:59.999",8,2,10,{"$f":"WEEKDAY(C5135-1)","v":1},{"$f":"IF(G5135=6,\"víkend\",IF(G5135=7,\"víkend\",IF(OR(D5135=7,D5135=8),\"prázdniny\",IF(AND(D5135=1,E5135=1),\"prázdniny\",\"všední\"))))","v":"prázdniny"},24.7,"",{"$f":"IF(OR(H5135=\"víkend\",H5135=\"prázdniny\"),\"\",IF(I5135>13,0,IF(OR(F5135<$E$5,F5135>$E$6),\"\",IF(OR(F5135=8,F5135=14),$L$4/2,$L$4))))","v":""},0,0,0,0,0,0,0,24.7]
[null,null,"1999-08-02T12:29:59.999",8,2,13,1,"prázdniny",27.4,"","",0,0,0,0,0,0,0,27.4]
[null,null,"1999-08-02T16:29:59.999",8,2,17,1,"prázdniny",23.7,"","",0,0,0,0,0,0,0,23.7]
[null,null,"1999-08-02T19:29:59.999",8,2,20,1,"prázdniny",20.8,"","",0,0,0,0,0,0,0,20.8]
[null,null,"1999-08-02T20:29:59.999",8,2,21,1,"prázdniny",19.2,"","",0,0,0,0,0,0,0,19.2]
[null,null,"1999-08-03T00:29:59.999",8,3,1,2,"prázdniny",16,"","",0,{"$f":"IF($K5150=\"\",0,$K5150/3600*1.2*1010*($L$1-(M$11/100*($L$1-$I5150)+$I5150)))","v":0},0,0,0,0,0,16]
[null,null,"1999-08-03T03:29:59.999",8,3,4,2,"prázdniny",14.8,"","",0,0,0,0,0,0,0,14.8]
[null,null,"1999-08-03T07:29:59.999",8,3,8,2,"prázdniny",14.7,"","",0,0,0,0,0,0,0,14.7]
[null,null,"1999-08-03T10:29:59.999",8,3,11,2,"prázdniny",17.600000000000001,"","",0,0,0,0,0,0,0,17.600000000000001]
[null,null,"1999-08-03T14:29:59.999",8,3,15,2,"prázdniny",12.9,"","",0,0,0,0,0,0,0,12.9]
[null,null,"1999-08-03T17:29:59.999",8,3,18,2,"prázdniny",12.5,"","",0,0,0,0,0,0,0,12.5]
[null,null,"1999-08-03T21:29:59.999",8,3,22,2,"prázdniny",10.199999999999999,"","",0,0,0,0,0,0,0,10.199999999999999]
[null,null,"1999-08-03T22:29:59.999",8,3,23,2,"prázdniny",9.6999999999999993,"","",0,0,0,0,0,0,0,9.6999999999999993]
[null,null,"1999-08-04T01:29:59.999",8,4,2,3,"prázdniny",8.1999999999999993,"","",0,0,0,0,0,0,0,8.1999999999999993]
[null,null,"1999-08-04T04:29:59.999",8,4,5,3,"prázdniny",7.2,"","",0,0,0,0,0,0,0,7.2]
[null,null,"1999-08-04T08:29:59.999",8,4,9,3,"prázdniny",14.5,"","",0,{"$f":"IF($K5182=\"\",0,$K5182/3600*1.2*1010*($L$1-(M$11/100*($L$1-$I5182)+$I5182)))","v":0},0,0,0,0,0,14.5]
[null,null,"1999-08-04T11:29:59.999",8,4,12,3,"prázdniny",18.3,"","",0,0,0,0,0,0,0,18.3]
[null,null,"1999-08-04T15:29:59.999",8,4,16,3,"prázdniny",18.2,"","",0,0,0,0,0,0,0,18.2]
[null,null,"1999-08-04T18:29:59.999",8,4,19,3,"prázdniny",17.2,"","",0,0,0,0,0,0,0,17.2]
[null,null,"1999-08-04T22:29:59.999",8,4,23,3,"prázdniny",11.3,"","",0,0,0,0,0,0,0,11.3]
[null,null,"1999-08-04T23:29:59.999",8,4,24,3,"prázdniny",10.8,"","",0,0,0,0,0,0,0,10.8]
[null,null,{"$f":"C5199+1/24","v":"1999-08-05T02:29:59.999"},8,5,3,4,"prázdniny",11.5,"","",0,0,0,0,0,0,0,11.5]
[null,null,"1999-08-05T05:29:59.999",8,5,6,4,"prázdniny",12.6,"","",0,0,0,0,0,0,0,12.6]
[null,null,"1999-08-05T09:29:59.999",8,5,10,4,"prázdniny",18.899999999999999,"","",0,0,0,0,0,0,0,18.899999999999999]
[null,null,"1999-08-05T12:29:59.999",8,5,13,4,"prázdniny",19.399999999999999,"","",0,0,0,0,0,0,0,19.399999999999999]
[null,null,"1999-08-05T16:29:59.999",8,5,17,4,"prázdniny",20.7,"","",0,{"$f":"IF($K5214=\"\",0,$K5214/3600*1.2*1010*($L$1-(M$11/100*($L$1-$I5214)+$I5214)))","v":0},0,0,0,0,0,20.7]
[null,null,"1999-08-05T19:29:59.999",8,5,20,4,"prázdniny",18,"","",0,0,0,0,0,0,0,18]
[null,null,"1999-08-05T23:29:59.999",8,5,24,4,"prázdniny",14.4,"","",0,0,0,0,0,0,0,14.4]
[null,null,"1999-08-06T00:29:59.999",8,6,1,5,"prázdniny",13.4,{"$f":"+IF(K5222=\"\",\"\",I5222)","v":""},"",0,0,0,0,0,0,0,13.4]
[null,null,"1999-08-06T03:29:59.999",8,6,4,5,"prázdniny",10.9,"","",0,0,0,0,0,0,0,10.9]
[null,null,"1999-08-06T07:29:59.999",8,6,8,5,"prázdniny",14.4,"","",0,0,0,0,0,0,0,14.4]
[null,null,"1999-08-06T10:29:59.999",8,6,11,5,"prázdniny",20.5,"","",0,0,0,0,0,0,0,20.5]
[null,null,"1999-08-06T13:29:59.999",8,6,14,5,"prázdniny",20.100000000000001,"","",0,0,0,0,0,0,0,20.100000000000001]
[null,null,"1999-08-06T16:29:59.999",8,6,17,5,"prázdniny",21.1,"","",0,0,0,0,0,0,0,21.1]
[null,null,"1999-08-06T21:29:59.999",8,6,22,5,"prázdniny",17.7,"","",0,0,0,0,0,0,0,17.7]
[null,null,"1999-08-07T00:29:59.999",8,7,1,6,"víkend",14.2,"","",0,{"$f":"IF($K5246=\"\",0,$K5246/3600*1.2*1010*($L$1-(M$11/100*($L$1-$I5246)+$I5246)))","v":0},0,0,0,0,0,14.2]
[null,null,"1999-08-07T01:29:59.999",8,7,2,6,"víkend",13.8,"","",0,0,0,0,0,0,0,13.8]
[null,null,"1999-08-07T04:29:59.999",8,7,5,6,"víkend",12,"","",0,0,0,0,0,0,0,12]
[null,null,"1999-08-07T08:29:59.999",8,7,9,6,"víkend",19.399999999999999,"","",0,0,0,0,0,0,0,19.399999999999999]
[null,null,"1999-08-07T11:29:59.999",8,7,12,6,"víkend",23.4,"","",0,0,0,0,0,0,0,23.4]
[null,null,"1999-08-07T14:29:59.999",8,7,15,6,"víkend",25.5,"","",0,0,0,0,0,0,0,25.5]
[null,null,"1999-08-07T17:29:59.999",8,7,18,{"$f":"WEEKDAY(C5263-1)","v":6},{"$f":"IF(G5263=6,\"víkend\",IF(G5263=7,\"víkend\",IF(OR(D5263=7,D5263=8),\"prázdniny\",IF(AND(D5263=1,E5263=1),\"prázdniny\",\"všední\"))))","v":"víkend"},25.6,"",{"$f":"IF(OR(H5263=\"víkend\",H5263=\"prázdniny\"),\"\",IF(I5263>13,0,IF(OR(F5263<$E$5,F5263>$E$6),\"\",IF(OR(F5263=8,F5263=14),$L$4/2,$L$4))))","v":""},0,0,0,0,0,0,0,25.6]
[null,null,"1999-08-07T22:29:59.999",8,7,23,6,"víkend",17.7,"","",0,0,0,0,0,0,0,17.7]
[null,null,"1999-08-07T23:29:59.999",8,7,24,6,"víkend",16.5,"","",0,0,0,0,0,0,0,16.5]
[null,null,"1999-08-08T02:29:59.999",8,8,3,7,"víkend",14.2,"","",0,0,0,0,0,0,0,14.2]
[null,null,"1999-08-08T05:29:59.999",8,8,6,7,"víkend",14,"","",0,0,0,0,0,0,0,14]
[null,null,"1999-08-08T09:29:59.999",8,8,10,7,"víkend",23.7,"","",0,0,0,0,0,0,0,23.7]
[null,null,"1999-08-08T12:29:59.999",8,8,13,7,"víkend",25.5,"","",0,0,0,0,0,0,0,25.5]
[null,null,"1999-08-08T14:29:59.999",8,8,15,7,"víkend",27,"","",0,0,0,0,0,0,0,27]
[null,null,"1999-08-08T20:29:59.999",8,8,21,7,"víkend",21.2,"","",0,0,0,0,0,0,0,21.2]
[null,null,"1999-08-08T23:29:59.999",8,8,24,7,"víkend",17.8,"","",0,0,0,0,0,0,0,17.8]
[null,null,"1999-08-09T00:29:59.999",8,9,1,1,"prázdniny",17,"","",0,{"$f":"IF($K5294=\"\",0,$K5294/3600*1.2*1010*($L$1-(M$11/100*($L$1-$I5294)+$I5294)))","v":0},0,0,0,0,0,17]
[null,null,"1999-08-09T03:29:59.999",8,9,4,1,"prázdniny",15.4,"","",0,0,0,0,0,0,0,15.4]
[null,null,"1999-08-09T06:29:59.999",8,9,7,1,"prázdniny",16.399999999999999,"","",0,0,0,0,0,0,0,16.399999999999999]
[null,null,"1999-08-09T10:29:59.999",8,9,11,1,"prázdniny",22,"","",0,0,0,0,0,0,0,22]
[null,null,"1999-08-09T15:29:59.999",8,9,16,1,"prázdniny",27,"","",0,0,0,0,0,0,0,27]
[null,null,"1999-08-09T17:29:59.999",8,9,18,1,"prázdniny",24.9,"","",0,0,0,0,0,0,0,24.9]
[null,null,"1999-08-09T21:29:59.999",8,9,22,1,"prázdniny",19,"","",0,0,0,0,0,0,0,19]
[null,null,"1999-08-10T00:29:59.999",8,10,1,2,"prázdniny",17.399999999999999,"","",0,0,0,0,0,0,0,17.399999999999999]
[null,null,"1999-08-10T01:29:59.999",8,10,2,2,"prázdniny",16.5,"","",0,0,0,0,0,0,0,16.5]
[null,null,"1999-08-10T04:29:59.999",8,10,5,2,"prázdniny",14.6,"","",0,0,0,0,0,0,0,14.6]
[null,null,"1999-08-10T07:29:59.999",8,10,8,2,"prázdniny",19.3,"","",0,0,0,0,0,0,0,19.3]
[null,null,"1999-08-10T11:29:59.999",8,10,12,2,"prázdniny",27,"","",0,0,0,0,0,0,0,27]
[null,null,"1999-08-10T16:29:59.999",8,10,17,2,"prázdniny",28.2,"","",0,0,0,0,0,0,0,28.2]
[null,null,"1999-08-10T19:29:59.999",8,10,20,2,"prázdniny",23.4,"","",0,0,0,0,0,0,0,23.4]
[null,null,"1999-08-10T22:29:59.999",8,10,23,2,"prázdniny",20.100000000000001,"","",0,0,0,0,0,0,0,20.100000000000001]
[null,null,"1999-08-11T01:29:59.999",8,11,2,3,"prázdniny",17.7,"","",0,0,0,0,0,0,0,17.7]
[null,null,"1999-08-11T02:29:59.999",8,11,3,3,"prázdniny",17.100000000000001,"","",0,0,0,0,0,0,0,17.100000000000001]
[null,null,"1999-08-11T05:29:59.999",8,11,6,3,"prázdniny",17.8,"","",0,0,0,0,0,0,0,17.8]
[null,null,"1999-08-11T08:29:59.999",8,11,9,3,"prázdniny",23.8,{"$f":"+IF(K5350=\"\",\"\",I5350)","v":""},"",0,0,0,0,0,0,0,23.8]
[null,null,"1999-08-11T13:29:59.999",8,11,14,3,"prázdniny",29.1,"","",0,0,0,0,0,0,0,29.1]
[null,null,"1999-08-11T16:29:59.999",8,11,17,3,"prázdniny",23.8,"","",0,{"$f":"IF($K5358=\"\",0,$K5358/3600*1.2*1010*($L$1-(M$11/100*($L$1-$I5358)+$I5358)))","v":0},0,0,0,0,0,23.8]
[null,null,"1999-08-11T20:29:59.999",8,11,21,3,"prázdniny",20.6,"","",0,0,0,0,0,0,0,20.6]
[null,null,"1999-08-11T23:29:59.999",8,11,24,3,"prázdniny",19.8,"","",0,0,0,0,0,0,0,19.8]
[null,null,"1999-08-12T02:29:59.999",8,12,3,4,"prázdniny",16.8,"","",0,0,0,0,0,0,0,16.8]
[null,null,"1999-08-12T03:29:59.999",8,12,4,4,"prázdniny",16.600000000000001,"","",0,0,0,0,0,0,0,16.600000000000001]
[null,null,"1999-08-12T06:29:59.999",8,12,7,4,"prázdniny",18,"","",0,0,0,0,0,0,0,18]
[null,null,"1999-08-12T10:29:59.999",8,12,11,4,"prázdniny",26.8,"","",0,0,0,0,0,0,0,26.8]
[null,null,"1999-08-12T14:29:59.999",8,12,15,4,"prázdniny",28.9,"","",0,0,0,0,0,0,0,28.9]
[null,null,"1999-08-12T17:29:59.999",8,12,18,4,"prázdniny",20.6,"","",0,0,0,0,0,0,0,20.6]
[null,null,"1999-08-12T21:29:59.999",8,12,22,4,"prázdniny",17.8,"","",0,0,0,0,0,0,0,17.8]
[null,null,"1999-08-13T00:29:59.999",8,13,1,5,"prázdniny",18.5,"","",{"$f":"IF($K5390=\"\",0,$K5390/3600*1.2*1010*($L$1-(L$11*($L$1-$I5390)+$I5390)))","v":0},{"$f":"IF($K5390=\"\",0,$K5390/3600*1.2*1010*($L$1-(M$11/100*($L$1-$I5390)+$I5390)))","v":0},0,0,0,0,0,18.5]
[null,null,"1999-08-13T03:29:59.999",8,13,4,5,"prázdniny",17.8,"","",0,0,0,0,0,0,0,17.8]
[null,null,"1999-08-13T04:29:59.999",8,13,5,5,"prázdniny",17.7,"","",0,0,0,0,0,0,0,17.7]
[null,null,"1999-08-13T07:29:59.999",8,13,8,5,"prázdniny",19.399999999999999,"","",0,0,0,0,0,0,0,19.399999999999999]
[null,null,"1999-08-13T11:29:59.999",8,13,12,5,"prázdniny",25.8,"","",0,0,0,0,0,0,0,25.8]
[null,null,"1999-08-13T15:29:59.999",8,13,16,5,"prázdniny",26,"","",0,0,0,0,0,0,0,26]
[null,null,"1999-08-13T18:29:59.999",8,13,19,5,"prázdniny",23.4,"","",0,0,0,0,0,0,0,23.4]
[null,null,"1999-08-13T22:29:59.999",8,13,23,5,"prázdniny",17.899999999999999,"","",0,0,0,0,0,0,0,17.899999999999999]
[null,null,"1999-08-14T01:29:59.999",8,14,{"$f":"F5391","v":2},6,"víkend",14.6,"","",0,0,0,0,0,0,0,14.6]
[null,null,"1999-08-14T04:29:59.999",8,14,5,6,"víkend",12.3,"","",0,0,0,0,0,0,0,12.3]
[null,null,"1999-08-14T05:29:59.999",8,14,6,6,"víkend",13.9,"","",0,0,0,0,0,0,0,13.9]
[null,null,"1999-08-14T08:29:59.999",8,14,9,6,"víkend",21.6,"","",0,{"$f":"IF($K5422=\"\",0,$K5422/3600*1.2*1010*($L$1-(M$11/100*($L$1-$I5422)+$I5422)))","v":0},0,0,0,0,0,21.6]
[null,null,"1999-08-14T13:29:59.999",8,14,14,6,"víkend",28.1,"","",0,0,0,0,0,0,0,28.1]
[null,null,"1999-08-14T16:29:59.999",8,14,17,6,"víkend",28.6,"","",0,0,0,0,0,0,0,28.6]
[null,null,"1999-08-14T19:29:59.999",8,14,20,6,"víkend",25,"","",0,0,0,0,0,0,0,25]
[null,null,"1999-08-14T23:29:59.999",8,14,24,6,"víkend",19.2,"","",0,0,0,0,0,0,0,19.2]
[null,null,"1999-08-15T02:29:59.999",8,15,3,7,"víkend",17,"","",0,0,0,0,0,0,0,17]
[null,null,"1999-08-15T03:29:59.999",8,15,4,7,"víkend",16.7,"","",0,0,0,0,0,0,0,16.7]
[null,null,"1999-08-15T09:29:59.999",8,15,10,7,"víkend",27.2,"","",0,0,0,0,0,0,0,27.2]
[null,null,"1999-08-15T10:29:59.999",8,15,11,7,"víkend",29.8,"","",0,0,0,0,0,0,0,29.8]
[null,null,"1999-08-15T14:29:59.999",8,15,15,7,"víkend",27,"","",0,0,0,0,0,0,0,27]
[null,null,"1999-08-15T17:29:59.999",8,15,18,{"$f":"WEEKDAY(C5455-1)","v":7},{"$f":"IF(G5455=6,\"víkend\",IF(G5455=7,\"víkend\",IF(OR(D5455=7,D5455=8),\"prázdniny\",IF(AND(D5455=1,E5455=1),\"prázdniny\",\"všední\"))))","v":"víkend"},28,"",{"$f":"IF(OR(H5455=\"víkend\",H5455=\"prázdniny\"),\"\",IF(I5455>13,0,IF(OR(F5455<$E$5,F5455>$E$6),\"\",IF(OR(F5455=8,F5455=14),$L$4/2,$L$4))))","v":""},0,0,0,0,0,0,0,28]
[null,null,"1999-08-15T20:29:59.999",8,15,21,7,"víkend",24.3,"","",0,0,0,0,0,0,0,24.3]
[null,null,"1999-08-16T00:29:59.999",8,16,1,1,"prázdniny",21.3,"","",0,0,0,0,0,0,0,21.3]
[null,null,"1999-08-16T03:29:59.999",8,16,4,1,"prázdniny",17.899999999999999,"","",0,0,0,0,0,0,0,17.899999999999999]
[null,null,"1999-08-16T04:29:59.999",8,16,5,1,"prázdniny",17.600000000000001,"","",0,0,0,0,0,0,0,17.600000000000001]
[null,null,"1999-08-16T10:29:59.999",8,16,11,1,"prázdniny",24.3,"","",0,0,0,0,0,0,0,24.3]
[null,null,"1999-08-16T11:29:59.999",8,16,12,1,"prázdniny",26,"","",0,0,0,0,0,0,0,26]
[null,null,"1999-08-16T15:29:59.999",8,16,16,1,"prázdniny",25.5,"","",0,0,0,0,0,0,0,25.5]
[null,null,"1999-08-16T18:29:59.999",8,16,19,1,"prázdniny",19.100000000000001,"","",0,0,0,0,0,0,0,19.100000000000001]
[null,null,"1999-08-16T21:29:59.999",8,16,22,1,"prázdniny",18.600000000000001,"","",0,0,0,0,0,0,0,18.600000000000001]
[null,null,"1999-08-17T01:29:59.999",8,17,2,2,"prázdniny",16.7,"","",0,0,0,0,0,0,0,16.7]
[null,null,"1999-08-17T04:29:59.999",8,17,5,2,"prázdniny",14,"","",0,0,0,0,0,0,0,14]
[null,null,"1999-08-17T07:29:59.999",8,17,8,2,"prázdniny",17.600000000000001,"","",0,0,0,0,0,0,0,17.600000000000001]
[null,null,"1999-08-17T09:29:59.999",8,17,10,2,"prázdniny",18.7,"","",0,0,0,0,0,0,0,18.7]
[null,null,"1999-08-17T12:29:59.999",8,17,13,2,"prázdniny",20.8,"","",0,0,0,0,0,0,0,20.8]
[null,null,"1999-08-17T16:29:59.999",8,17,17,2,"prázdniny",22.5,"","",0,{"$f":"IF($K5502=\"\",0,$K5502/3600*1.2*1010*($L$1-(M$11/100*($L$1-$I5502)+$I5502)))","v":0},0,0,0,0,0,22.5]
[null,null,"1999-08-17T19:29:59.999",8,17,20,2,"prázdniny",19.3,"","",0,0,0,0,0,0,0,19.3]
[null,null,"1999-08-17T23:29:59.999",8,17,24,2,"prázdniny",14.1,"","",0,0,0,0,0,0,0,14.1]
[null,null,"1999-08-18T02:29:59.999",8,18,3,3,"prázdniny",11.1,"","",0,0,0,0,0,0,0,11.1]
[null,null,"1999-08-18T04:29:59.999",8,18,5,3,"prázdniny",9.9,"","",0,0,0,0,0,0,0,9.9]
[null,null,"1999-08-18T07:29:59.999",8,18,8,3,"prázdniny",15.4,"","",0,0,0,0,0,0,0,15.4]
[null,null,{"$f":"C5519+1/24","v":"1999-08-18T10:29:59.999"},8,18,11,3,"prázdniny",22,"","",0,0,0,0,0,0,0,22]
[null,null,"1999-08-18T13:29:59.999",8,18,14,3,"prázdniny",25.8,"","",0,0,0,0,0,0,0,25.8]
[null,null,"1999-08-18T17:29:59.999",8,18,18,3,"prázdniny",24.5,"","",0,0,0,0,0,0,0,24.5]
[null,null,"1999-08-18T20:29:59.999",8,18,21,3,"prázdniny",19,"","",0,0,0,0,0,0,0,19]
[null,null,"1999-08-19T00:29:59.999",8,19,1,4,"prázdniny",13.8,"","",0,{"$f":"IF($K5534=\"\",0,$K5534/3600*1.2*1010*($L$1-(M$11/100*($L$1-$I5534)+$I5534)))","v":0},0,0,0,0,0,13.8]
[null,null,"1999-08-19T03:29:59.999",8,19,4,4,"prázdniny",12.7,"","",0,0,0,0,0,0,0,12.7]
[null,null,"1999-08-19T05:29:59.999",8,19,6,4,"prázdniny",13.1,"","",0,0,0,0,0,0,0,13.1]
[null,null,"1999-08-19T08:29:59.999",8,19,9,4,"prázdniny",20.5,{"$f":"+IF(K5542=\"\",\"\",I5542)","v":""},"",0,0,0,0,0,0,0,20.5]
[null,null,"1999-08-19T11:29:59.999",8,19,12,4,"prázdniny",26.6,"","",0,0,0,0,0,0,0,26.6]
[null,null,"1999-08-19T15:29:59.999",8,19,16,4,"prázdniny",28.3,"","",0,0,0,0,0,0,0,28.3]
[null,null,"1999-08-19T18:29:59.999",8,19,19,4,"prázdniny",25,"","",0,0,0,0,0,0,0,25]
[null,null,"1999-08-19T21:29:59.999",8,19,22,4,"prázdniny",21.2,"","",0,0,0,0,0,0,0,21.2]
[null,null,"1999-08-20T01:29:59.999",8,20,2,5,"prázdniny",19.3,"","",0,0,0,0,0,0,0,19.3]
[null,null,"1999-08-20T02:29:59.999",8,20,3,5,"prázdniny",18.2,"","",0,0,0,0,0,0,0,18.2]
[null,null,"1999-08-20T08:29:59.999",8,20,9,5,"prázdniny",18,"","",0,{"$f":"IF($K5566=\"\",0,$K5566/3600*1.2*1010*($L$1-(M$11/100*($L$1-$I5566)+$I5566)))","v":0},0,0,0,0,0,18]
[null,null,"1999-08-20T09:29:59.999",8,20,10,5,"prázdniny",18.399999999999999,"","",0,0,0,0,0,0,0,18.399999999999999]
[null,null,"1999-08-20T12:29:59.999",8,20,13,5,"prázdniny",16.7,"","",0,0,0,0,0,0,0,16.7]
[null,null,"1999-08-20T16:29:59.999",8,20,17,5,"prázdniny",15.8,"","",0,0,0,0,0,0,0,15.8]
[null,null,"1999-08-20T19:29:59.999",8,20,20,5,"prázdniny",15.6,"","",0,0,0,0,0,0,0,15.6]
[null,null,"1999-08-20T22:29:59.999",8,20,23,5,"prázdniny",14.4,"","",0,0,0,0,0,0,0,14.4]
[null,null,"1999-08-21T03:29:59.999",8,21,4,6,"víkend",13.6,"","",0,0,0,0,0,0,0,13.6]
[null,null,"1999-08-21T06:29:59.999",8,21,7,6,"víkend",13.8,"","",0,0,0,0,0,0,0,13.8]
[null,null,"1999-08-21T09:29:59.999",8,21,10,6,"víkend",19.8,"","",0,0,0,0,0,0,0,19.8]
[null,null,"1999-08-21T10:29:59.999",8,21,11,6,"víkend",20.399999999999999,"","",0,0,0,0,0,0,0,20.399999999999999]
[null,null,"1999-08-21T13:29:59.999",8,21,14,6,"víkend",21.9,"","",0,0,0,0,0,0,0,21.9]
[null,null,"1999-08-21T17:29:59.999",8,21,18,6,"víkend",18.100000000000001,"","",0,0,0,0,0,0,0,18.100000000000001]
[null,null,"1999-08-21T20:29:59.999",8,21,21,6,"víkend",15.6,"","",0,0,0,0,0,0,0,15.6]
[null,null,"1999-08-21T23:29:59.999",8,21,24,6,"víkend",14.4,"","",0,0,0,0,0,0,0,14.4]
[null,null,"1999-08-22T04:29:59.999",8,22,5,7,"víkend",13.6,"","",0,0,0,0,0,0,0,13.6]
[null,null,"1999-08-22T07:29:59.999",8,22,8,7,"víkend",14.5,"","",0,0,0,0,0,0,0,14.5]
[null,null,"1999-08-22T08:29:59.999",8,22,9,7,"víkend",15.8,"","",0,{"$f":"IF($K5614=\"\",0,$K5614/3600*1.2*1010*($L$1-(M$11/100*($L$1-$I5614)+$I5614)))","v":0},0,0,0,0,0,15.8]
[null,null,"1999-08-22T11:29:59.999",8,22,12,7,"víkend",17.5,"","",0,0,0,0,0,0,0,17.5]
[null,null,"1999-08-22T14:29:59.999",8,22,15,7,"víkend",18.2,"","",0,0,0,0,0,0,0,18.2]
[null,null,"1999-08-22T18:29:59.999",8,22,19,7,"víkend",16.2,"","",0,0,0,0,0,0,0,16.2]
[null,null,"1999-08-22T21:29:59.999",8,22,22,7,"víkend",14.6,"","",0,0,0,0,0,0,0,14.6]
[null,null,"1999-08-23T01:29:59.999",8,23,2,1,"prázdniny",12.3,"","",0,0,0,0,0,0,0,12.3]
[null,null,"1999-08-23T05:29:59.999",8,23,6,1,"prázdniny",11.2,"","",0,0,0,0,0,0,0,11.2]
[null,null,"1999-08-23T08:29:59.999",8,23,9,1,"prázdniny",13.4,"","",0,0,0,0,0,0,0,13.4]
[null,null,"1999-08-23T09:29:59.999",8,23,10,1,"prázdniny",14.2,"","",0,0,0,0,0,0,0,14.2]
[null,null,"1999-08-23T12:29:59.999",8,23,13,1,"prázdniny",16.899999999999999,"","",0,0,0,0,0,0,0,16.899999999999999]
[null,null,"1999-08-23T15:29:59.999",8,23,16,1,"prázdniny",14.9,"","",0,0,0,0,0,0,0,14.9]
[null,null,"1999-08-23T19:29:59.999",8,23,20,1,"prázdniny",14.1,"","",0,0,0,0,0,0,0,14.1]
[null,null,"1999-08-23T22:29:59.999",8,23,23,1,"prázdniny",10.5,"","",0,0,0,0,0,0,0,10.5]
[null,null,"1999-08-24T02:29:59.999",8,24,3,2,"prázdniny",8.6999999999999993,"","",0,0,0,0,0,0,0,8.6999999999999993]
[null,null,"1999-08-24T06:29:59.999",8,24,7,2,"prázdniny",10.8,"","",0,0,0,0,0,0,0,10.8]
[null,null,"1999-08-24T09:29:59.999",8,24,10,2,"prázdniny",14.8,"","",0,0,0,0,0,0,0,14.8]
[null,null,"1999-08-24T10:29:59.999",8,24,11,2,"prázdniny",16.399999999999999,"","",0,0,0,0,0,0,0,16.399999999999999]
[null,null,"1999-08-24T13:29:59.999",8,24,14,2,"prázdniny",19.8,"","",0,0,0,0,0,0,0,19.8]
[null,null,"1999-08-24T16:29:59.999",8,24,17,2,"prázdniny",19.2,{"$f":"+IF(K5670=\"\",\"\",I5670)","v":""},"",0,0,0,0,0,0,0,19.2]
[null,null,"1999-08-24T20:29:59.999",8,24,21,2,"prázdniny",13.9,"","",0,0,0,0,0,0,0,13.9]
[null,null,"1999-08-24T23:29:59.999",8,24,24,2,"prázdniny",13.2,"","",0,0,0,0,0,0,0,13.2]
[null,null,"1999-08-25T04:29:59.999",8,25,5,3,"prázdniny",12,"","",0,0,0,0,0,0,0,12]
[null,null,"1999-08-25T07:29:59.999",8,25,8,3,"prázdniny",15,"","",0,0,0,0,0,0,0,15]
[null,null,"1999-08-25T10:29:59.999",8,25,11,3,"prázdniny",15.8,"","",0,0,0,0,0,0,0,15.8]
[null,null,"1999-08-25T11:29:59.999",8,25,12,3,"prázdniny",15.4,"","",0,0,0,0,0,0,0,15.4]
[null,null,"1999-08-25T14:29:59.999",8,25,15,3,"prázdniny",17.2,"","",0,0,0,0,0,0,0,17.2]
[null,null,"1999-08-25T17:29:59.999",8,25,18,3,"prázdniny",12.4,"","",0,0,0,0,0,0,0,12.4]
[null,null,"1999-08-25T20:29:59.999",8,25,21,3,"prázdniny",12.3,"","",0,0,0,0,0,0,0,12.3]
[null,null,"1999-08-26T01:29:59.999",8,26,2,4,"prázdniny",10,"","",0,0,0,0,0,0,0,10]
[null,null,"1999-08-26T05:29:59.999",8,26,6,4,"prázdniny",10.4,"","",0,0,0,0,0,0,0,10.4]
[null,null,"1999-08-26T08:29:59.999",8,26,9,4,"prázdniny",14.3,"","",{"$f":"IF($K5710=\"\",0,$K5710/3600*1.2*1010*($L$1-(L$11*($L$1-$I5710)+$I5710)))","v":0},{"$f":"IF($K5710=\"\",0,$K5710/3600*1.2*1010*($L$1-(M$11/100*($L$1-$I5710)+$I5710)))","v":0},0,0,0,0,0,14.3]
[null,null,"1999-08-26T11:29:59.999",8,26,12,4,"prázdniny",17,"","",0,0,0,0,0,0,0,17]
[null,null,"1999-08-26T12:29:59.999",8,26,13,4,"prázdniny",16.5,"","",0,0,0,0,0,0,0,16.5]
[null,null,"1999-08-26T15:29:59.999",8,26,16,4,"prázdniny",14.4,"","",0,0,0,0,0,0,0,14.4]
[null,null,"1999-08-26T21:29:59.999",8,26,22,4,"prázdniny",12.4,"","",0,0,0,0,0,0,0,12.4]
[null,null,"1999-08-26T23:29:59.999",8,26,24,4,"prázdniny",11.5,"","",0,0,0,0,0,0,0,11.5]
[null,null,"1999-08-27T02:29:59.999",8,27,3,5,"prázdniny",11,"","",0,0,0,0,0,0,0,11]
[null,null,"1999-08-27T06:29:59.999",8,27,7,5,"prázdniny",10.8,"","",0,0,0,0,0,0,0,10.8]
[null,null,"1999-08-27T09:29:59.999",8,27,{"$f":"F5711","v":10},5,"prázdniny",15.4,"","",0,0,0,0,0,0,0,15.4]
[null,null,"1999-08-27T12:29:59.999",8,27,13,5,"prázdniny",18.600000000000001,"","",0,0,0,0,0,0,0,18.600000000000001]
[null,null,"1999-08-27T13:29:59.999",8,27,14,5,"prázdniny",19.2,"","",0,0,0,0,0,0,0,19.2]
[null,null,"1999-08-27T16:29:59.999",8,27,17,5,"prázdniny",19.3,"","",0,{"$f":"IF($K5742=\"\",0,$K5742/3600*1.2*1010*($L$1-(M$11/100*($L$1-$I5742)+$I5742)))","v":0},0,0,0,0,0,19.3]
[null,null,"1999-08-27T22:29:59.999",8,27,23,5,"prázdniny",12.8,"","",0,0,0,0,0,0,0,12.8]
[null,null,"1999-08-28T00:29:59.999",8,28,1,6,"víkend",13,"","",0,0,0,0,0,0,0,13]
[null,null,"1999-08-28T03:29:59.999",8,28,4,6,"víkend",10.6,"","",0,0,0,0,0,0,0,10.6]
[null,null,"1999-08-28T07:29:59.999",8,28,8,6,"víkend",15.3,"","",0,0,0,0,0,0,0,15.3]
[null,null,"1999-08-28T10:29:59.999",8,28,11,6,"víkend",19.5,"","",0,0,0,0,0,0,0,19.5]
[null,null,"1999-08-28T13:29:59.999",8,28,14,6,"víkend",22.8,"","",0,0,0,0,0,0,0,22.8]
[null,null,"1999-08-28T14:29:59.999",8,28,15,6,"víkend",23.8,"","",0,0,0,0,0,0,0,23.8]
[null,null,"1999-08-28T19:29:59.999",8,28,20,6,"víkend",18.7,"","",0,0,0,0,0,0,0,18.7]
[null,null,"1999-08-28T22:29:59.999",8,28,23,6,"víkend",16.8,"","",0,0,0,0,0,0,0,16.8]
[null,null,"1999-08-29T01:29:59.999",8,29,2,{"$f":"WEEKDAY(C5775-1)","v":7},{"$f":"IF(G5775=6,\"víkend\",IF(G5775=7,\"víkend\",IF(OR(D5775=7,D5775=8),\"prázdniny\",IF(AND(D5775=1,E5775=1),\"prázdniny\",\"všední\"))))","v":"víkend"},15.2,"",{"$f":"IF(OR(H5775=\"víkend\",H5775=\"prázdniny\"),\"\",IF(I5775>13,0,IF(OR(F5775<$E$5,F5775>$E$6),\"\",IF(OR(F5775=8,F5775=14),$L$4/2,$L$4))))","v":""},0,0,0,0,0,0,0,15.2]
[null,null,"1999-08-29T04:29:59.999",8,29,5,7,"víkend",15.8,"","",0,0,0,0,0,0,0,15.8]
[null,null,"1999-08-29T08:29:59.999",8,29,9,7,"víkend",19.399999999999999,"","",0,0,0,0,0,0,0,19.399999999999999]
[null,null,"1999-08-29T11:29:59.999",8,29,12,7,"víkend",24.7,"","",0,0,0,0,0,0,0,24.7]
[null,null,"1999-08-29T12:29:59.999",8,29,13,7,"víkend",24.3,"","",0,0,0,0,0,0,0,24.3]
[null,null,"1999-08-29T16:29:59.999",8,29,17,7,"víkend",22.5,"","",0,{"$f":"IF($K5790=\"\",0,$K5790/3600*1.2*1010*($L$1-(M$11/100*($L$1-$I5790)+$I5790)))","v":0},0,0,0,0,0,22.5]
[null,null,"1999-08-29T19:29:59.999",8,29,20,7,"víkend",17.600000000000001,"","",0,0,0,0,0,0,0,17.600000000000001]
[null,null,"1999-08-29T23:29:59.999",8,29,24,7,"víkend",16.2,"","",0,0,0,0,0,0,0,16.2]
[null,null,"1999-08-30T02:29:59.999",8,30,3,1,"prázdniny",16,"","",0,0,0,0,0,0,0,16]
[null,null,"1999-08-30T05:29:59.999",8,30,6,1,"prázdniny",13.2,"","",0,0,0,0,0,0,0,13.2]
[null,null,"1999-08-30T09:29:59.999",8,30,10,1,"prázdniny",18.8,"","",0,0,0,0,0,0,0,18.8]
[null,null,"1999-08-30T12:29:59.999",8,30,13,1,"prázdniny",20.6,"","",0,0,0,0,0,0,0,20.6]
[null,null,"1999-08-30T13:29:59.999",8,30,14,1,"prázdniny",20.2,"","",0,0,0,0,0,0,0,20.2]
[null,null,"1999-08-30T17:29:59.999",8,30,18,1,"prázdniny",19.100000000000001,"","",0,0,0,0,0,0,0,19.100000000000001]
[null,null,"1999-08-30T20:29:59.999",8,30,21,1,"prázdniny",13.8,"","",0,0,0,0,0,0,0,13.8]
[null,null,"1999-08-31T00:29:59.999",8,30,1,2,"prázdniny",10.8,"","",0,{"$f":"IF($K5822=\"\",0,$K5822/3600*1.2*1010*($L$1-(M$11/100*($L$1-$I5822)+$I5822)))","v":0},0,0,0,0,0,10.8]
[null,null,"1999-08-31T03:29:59.999",8,30,4,2,"prázdniny",9,"","",0,0,0,0,0,0,0,9]
[null,null,"1999-08-31T06:29:59.999",8,30,7,2,"prázdniny",8.6,"","",0,0,0,0,0,0,0,8.6]
[null,null,"1999-08-31T10:29:59.999",8,30,11,2,"prázdniny",20.2,"","",0,0,0,0,0,0,0,20.2]
[null,null,"1999-08-31T13:29:59.999",8,30,14,2,"prázdniny",22.1,"","",0,0,0,0,0,0,0,22.1]
[null,null,"1999-08-31T14:29:59.999",8,30,15,2,"prázdniny",22.5,"","",0,0,0,0,0,0,0,22.5]
[null,null,{"$f":"C5839+1/24","v":"1999-08-31T18:29:59.999"},8,30,19,2,"prázdniny",19.600000000000001,"","",0,0,0,0,0,0,0,19.600000000000001]
[null,null,"1999-08-31T21:29:59.999",8,30,22,2,"prázdniny",16.899999999999999,"","",0,0,0,0,0,0,0,16.899999999999999]
[null,null,"1999-09-01T01:29:59.999",9,1,2,3,"všední",9.1,"","",0,0,0,0,0,0,0,9.1]
[null,null,"1999-09-01T04:29:59.999",9,1,5,3,"všední",9.5,"","",0,0,0,0,0,0,0,9.5]
[null,null,"1999-09-01T08:29:59.999",9,1,9,3,"všední",10.9,10.9,324,1210.788,{"$f":"IF($K5854=\"\",0,$K5854/3600*1.2*1010*($L$1-(M$11/100*($L$1-$I5854)+$I5854)))","v":605.39400000000012},484.31520000000012,399.56004000000001,242.15759999999986,121.07879999999993,0,10.9]
[null,null,"1999-09-01T11:29:59.999",9,1,12,3,"všední",11.8,11.8,324,1112.616,556.30800000000011,445.04639999999984,367.16327999999993,222.52319999999992,111.26159999999996,0,11.8]
[null,null,"1999-09-01T15:29:59.999",9,1,16,3,"všední",13.1,13.1,0,0,0,0,0,0,0,0,13.1]
[null,null,"1999-09-01T16:29:59.999",9,1,17,3,"všední",12.1,{"$f":"+IF(K5862=\"\",\"\",I5862)","v":""},"",0,0,0,0,0,0,0,12.1]
[null,null,"1999-09-01T19:29:59.999",9,1,20,3,"všední",11.2,"","",0,0,0,0,0,0,0,11.2]
[null,null,"1999-09-01T22:29:59.999",9,1,23,3,"všední",10.4,"","",0,0,0,0,0,0,0,10.4]
[null,null,"1999-09-02T02:29:59.999",9,2,3,4,"všední",10,"","",0,0,0,0,0,0,0,10]
[null,null,"1999-09-02T05:29:59.999",9,2,6,4,"všední",9.6,"","",0,0,0,0,0,0,0,9.6]
[null,null,"1999-09-02T09:29:59.999",9,2,10,4,"všední",11.1,11.1,324,1188.972,594.48599999999988,475.58879999999994,392.36076000000014,237.79439999999997,118.89719999999998,0,11.1]
[null,null,"1999-09-02T12:29:59.999",9,2,13,4,"všední",12.9,12.9,324,992.62799999999993,496.31400000000008,397.05120000000005,327.56724000000003,198.52560000000003,99.262800000000013,0,12.9]
[null,null,"1999-09-02T16:29:59.999",9,2,17,4,"všední",11.2,"","",0,{"$f":"IF($K5886=\"\",0,$K5886/3600*1.2*1010*($L$1-(M$11/100*($L$1-$I5886)+$I5886)))","v":0},0,0,0,0,0,11.2]
[null,null,"1999-09-02T17:29:59.999",9,2,18,4,"všední",11.1,"","",0,0,0,0,0,0,0,11.1]
[null,null,"1999-09-02T20:29:59.999",9,2,21,4,"všední",10.4,"","",0,0,0,0,0,0,0,10.4]
[null,null,"1999-09-03T00:29:59.999",9,3,1,5,"všední",7.9,"","",0,0,0,0,0,0,0,7.9]
[null,null,"1999-09-03T03:29:59.999",9,3,4,5,"všední",7,"","",0,0,0,0,0,0,0,7]
[null,null,"1999-09-03T06:29:59.999",9,3,7,5,"všední",9.1999999999999993,"","",0,0,0,0,0,0,0,9.1999999999999993]
[null,null,{"$f":"C5903+1/24","v":"1999-09-03T10:29:59.999"},9,3,11,5,"všední",14.2,14.2,0,0,0,0,0,0,0,0,14.2]
[null,null,"1999-09-03T13:29:59.999",9,3,14,5,"všední",17.100000000000001,17.100000000000001,0,0,0,0,0,0,0,0,17.100000000000001]
[null,null,"1999-09-03T17:29:59.999",9,3,18,5,"všední",15.4,15.4,0,0,0,0,0,0,0,0,15.4]
[null,null,"1999-09-03T18:29:59.999",9,3,19,5,"všední",12.6,"","",0,0,0,0,0,0,0,12.6]
[null,null,"1999-09-03T21:29:59.999",9,3,22,5,"všední",12.3,"","",0,0,0,0,0,0,0,12.3]
[null,null,"1999-09-04T01:29:59.999",9,4,2,6,"víkend",11.5,"","",0,0,0,0,0,0,0,11.5]
[null,null,"1999-09-04T04:29:59.999",9,4,5,6,"víkend",10.9,"","",0,0,0,0,0,0,0,10.9]
[null,null,"1999-09-04T07:29:59.999",9,4,8,6,"víkend",11.7,"","",0,0,0,0,0,0,0,11.7]
[null,null,"1999-09-04T10:29:59.999",9,4,11,6,"víkend",13.8,"","",0,0,0,0,0,0,0,13.8]
[null,null,"1999-09-04T15:29:59.999",9,4,16,6,"víkend",17.2,"","",0,0,0,0,0,0,0,17.2]
[null,null,"1999-09-04T18:29:59.999",9,4,19,6,"víkend",12.5,"","",0,0,0,0,0,0,0,12.5]
[null,null,"1999-09-04T19:29:59.999",9,4,20,6,"víkend",11.9,"","",0,0,0,0,0,0,0,11.9]
[null,null,"1999-09-04T22:29:59.999",9,4,23,6,"víkend",11.2,"","",0,0,0,0,0,0,0,11.2]
[null,null,"1999-09-05T02:29:59.999",9,5,3,7,"víkend",11.4,"","",0,0,0,0,0,0,0,11.4]
[null,null,"1999-09-05T05:29:59.999",9,5,6,7,"víkend",10.4,"","",0,0,0,0,0,0,0,10.4]
[null,null,"1999-09-05T08:29:59.999",9,5,9,7,"víkend",14.4,"","",0,{"$f":"IF($K5950=\"\",0,$K5950/3600*1.2*1010*($L$1-(M$11/100*($L$1-$I5950)+$I5950)))","v":0},0,0,0,0,0,14.4]
[null,null,"1999-09-05T11:29:59.999",9,5,12,7,"víkend",18.7,"","",0,0,0,0,0,0,0,18.7]
[null,null,"1999-09-05T16:29:59.999",9,5,17,7,"víkend",18.5,"","",0,0,0,0,0,0,0,18.5]
[null,null,"1999-09-05T17:29:59.999",9,5,18,7,"víkend",17.2,"","",0,0,0,0,0,0,0,17.2]
[null,null,"1999-09-05T20:29:59.999",9,5,21,7,"víkend",13,"","",0,0,0,0,0,0,0,13]
[null,null,"1999-09-05T23:29:59.999",9,5,24,7,"víkend",9.3000000000000007,"","",0,0,0,0,0,0,0,9.3000000000000007]
[null,null,"1999-09-06T03:29:59.999",9,6,4,1,"všední",7.2,"","",0,0,0,0,0,0,0,7.2]
[null,null,"1999-09-06T06:29:59.999",9,6,7,1,"všední",7.7,"","",0,0,0,0,0,0,0,7.7]
[null,null,"1999-09-06T08:29:59.999",9,6,9,1,"všední",11.6,11.6,324,1134.432,567.21599999999989,453.77280000000002,374.36255999999986,226.88639999999981,113.44319999999991,0,11.6]
[null,null,"1999-09-06T14:29:59.999",9,6,15,1,"všední",20.399999999999999,20.399999999999999,0,0,0,0,0,0,0,0,20.399999999999999]
[null,null,"1999-09-06T17:29:59.999",9,6,18,1,"všední",17.8,17.8,0,0,0,0,0,0,0,0,17.8]
[null,null,"1999-09-06T18:29:59.999",9,6,19,1,"všední",17,17,0,0,0,0,0,0,0,0,17]
[null,null,"1999-09-06T21:29:59.999",9,6,22,1,"všední",12.3,"","",0,0,0,0,0,0,0,12.3]
[null,null,"1999-09-07T00:29:59.999",9,7,1,2,"všední",9.8000000000000007,{"$f":"+IF(K5990=\"\",\"\",I5990)","v":""},"",0,0,0,0,0,0,0,9.8000000000000007]
[null,null,"1999-09-07T04:29:59.999",9,7,5,2,"všední",7.5,"","",0,0,0,0,0,0,0,7.5]
[null,null,"1999-09-07T09:29:59.999",9,7,10,2,"všední",17.600000000000001,17.600000000000001,0,0,0,0,0,0,0,0,17.600000000000001]
[null,null,"1999-09-07T12:29:59.999",9,7,13,2,"všední",23.5,23.5,0,0,0,0,0,0,0,0,23.5]
[null,null,"1999-09-07T15:29:59.999",9,7,16,2,"všední",23.8,23.8,0,0,0,0,0,0,0,0,23.8]
[null,null,"1999-09-07T18:29:59.999",9,7,19,2,"všední",19.399999999999999,19.399999999999999,0,0,0,0,0,0,0,0,19.399999999999999]
[null,null,"1999-09-07T19:29:59.999",9,7,20,2,"všední",17.7,17.7,0,0,0,0,0,0,0,0,17.7]
[null,null,"1999-09-07T22:29:59.999",9,7,23,2,"všední",15.3,15.3,0,0,0,0,0,0,0,0,15.3]
[null,null,"1999-09-08T01:29:59.999",9,8,2,3,"všední",14.5,14.5,0,0,0,0,0,0,0,0,14.5]
[null,null,"1999-09-08T05:29:59.999",9,8,6,3,"všední",13,"","",0,0,0,0,0,0,0,13]
[null,null,"1999-09-08T10:29:59.999",9,8,11,3,"všední",14.5,14.5,0,0,0,0,0,0,0,0,14.5]
[null,null,"1999-09-08T13:29:59.999",9,8,14,3,"všední",19.8,19.8,0,0,0,0,0,0,0,0,19.8]
[null,null,"1999-09-08T16:29:59.999",9,8,17,3,"všední",18.5,18.5,0,{"$f":"IF($K6030=\"\",0,$K6030/3600*1.2*1010*($L$1-(L$11*($L$1-$I6030)+$I6030)))","v":0},{"$f":"IF($K6030=\"\",0,$K6030/3600*1.2*1010*($L$1-(M$11/100*($L$1-$I6030)+$I6030)))","v":0},0,0,0,0,0,18.5]
[null,null,"1999-09-08T19:29:59.999",9,8,20,3,"všední",14.8,14.8,0,0,0,0,0,0,0,0,14.8]
[null,null,"1999-09-08T20:29:59.999",9,8,21,3,"všední",14.3,14.3,0,0,0,0,0,0,0,0,14.3]
[null,null,"1999-09-08T23:29:59.999",9,8,24,3,"všední",14.9,14.9,0,0,0,0,0,0,0,0,14.9]
[null,null,"1999-09-09T02:29:59.999",9,9,3,4,"všední",14.7,14.7,0,0,0,0,0,0,0,0,14.7]
[null,null,"1999-09-09T07:29:59.999",9,9,8,4,"všední",16.3,16.3,0,0,0,0,0,0,0,0,16.3]
[null,null,"1999-09-09T10:29:59.999",9,9,11,4,"všední",17.600000000000001,17.600000000000001,0,0,0,0,0,0,0,0,17.600000000000001]
[null,null,"1999-09-09T14:29:59.999",9,9,15,4,"všední",19.5,19.5,0,0,0,0,0,0,0,0,19.5]
[null,null,"1999-09-09T17:29:59.999",9,9,{"$f":"F6031","v":18},4,"všední",17.2,17.2,0,0,0,0,0,0,0,0,17.2]
[null,null,"1999-09-09T20:29:59.999",9,9,21,4,"všední",12.2,"","",0,0,0,0,0,0,0,12.2]
[null,null,"1999-09-09T21:29:59.999",9,9,22,4,"všední",11.9,"","",0,0,0,0,0,0,0,11.9]
[null,null,"1999-09-10T00:29:59.999",9,10,1,5,"všední",11.6,"","",0,{"$f":"IF($K6062=\"\",0,$K6062/3600*1.2*1010*($L$1-(M$11/100*($L$1-$I6062)+$I6062)))","v":0},0,0,0,0,0,11.6]
[null,null,"1999-09-10T04:29:59.999",9,10,5,5,"všední",11.4,"","",0,0,0,0,0,0,0,11.4]
[null,null,"1999-09-10T08:29:59.999",9,10,9,5,"všední",16.100000000000001,16.100000000000001,0,0,0,0,0,0,0,0,16.100000000000001]
[null,null,"1999-09-10T11:29:59.999",9,10,12,5,"všední",20.8,20.8,0,0,0,0,0,0,0,0,20.8]
[null,null,"1999-09-10T15:29:59.999",9,10,16,5,"všední",21.1,21.1,0,0,0,0,0,0,0,0,21.1]
[null,null,"1999-09-10T18:29:59.999",9,10,19,5,"všední",17.7,17.7,0,0,0,0,0,0,0,0,17.7]
[null,null,"1999-09-10T21:29:59.999",9,10,22,5,"všední",15.3,15.3,0,0,0,0,0,0,0,0,15.3]
[null,null,"1999-09-10T22:29:59.999",9,10,23,5,"všední",14.4,14.4,0,0,0,0,0,0,0,0,14.4]
[null,null,"1999-09-11T01:29:59.999",9,11,2,6,"víkend",12.6,"","",0,0,0,0,0,0,0,12.6]
[null,null,"1999-09-11T05:29:59.999",9,11,6,6,"víkend",10.6,"","",0,0,0,0,0,0,0,10.6]
[null,null,"1999-09-11T09:29:59.999",9,11,10,{"$f":"WEEKDAY(C6095-1)","v":6},{"$f":"IF(G6095=6,\"víkend\",IF(G6095=7,\"víkend\",IF(OR(D6095=7,D6095=8),\"prázdniny\",IF(AND(D6095=1,E6095=1),\"prázdniny\",\"všední\"))))","v":"víkend"},18.399999999999999,"",{"$f":"IF(OR(H6095=\"víkend\",H6095=\"prázdniny\"),\"\",IF(I6095>13,0,IF(OR(F6095<$E$5,F6095>$E$6),\"\",IF(OR(F6095=8,F6095=14),$L$4/2,$L$4))))","v":""},0,0,0,0,0,0,0,18.399999999999999]
[null,null,"1999-09-11T12:29:59.999",9,11,13,6,"víkend",20.399999999999999,"","",0,0,0,0,0,0,0,20.399999999999999]
[null,null,"1999-09-11T16:29:59.999",9,11,17,6,"víkend",20,"","",0,0,0,0,0,0,0,20]
[null,null,"1999-09-11T19:29:59.999",9,11,20,6,"víkend",17.100000000000001,"","",0,0,0,0,0,0,0,17.100000000000001]
[null,null,"1999-09-11T22:29:59.999",9,11,23,6,"víkend",14.9,"","",0,0,0,0,0,0,0,14.9]
[null,null,"1999-09-11T23:29:59.999",9,11,24,6,"víkend",13.9,"","",0,0,0,0,0,0,0,13.9]
[null,null,"1999-09-12T02:29:59.999",9,12,3,7,"víkend",14.6,"","",0,0,0,0,0,0,0,14.6]
[null,null,"1999-09-12T07:29:59.999",9,12,8,7,"víkend",15.5,"","",0,0,0,0,0,0,0,15.5]
[null,null,"1999-09-12T10:29:59.999",9,12,11,7,"víkend",19.100000000000001,"","",0,0,0,0,0,0,0,19.100000000000001]
[null,null,"1999-09-12T13:29:59.999",9,12,14,7,"víkend",22.1,"","",0,0,0,0,0,0,0,22.1]
[null,null,"1999-09-12T17:29:59.999",9,12,18,7,"víkend",20.399999999999999,"","",0,0,0,0,0,0,0,20.399999999999999]
[null,null,"1999-09-12T20:29:59.999",9,12,21,7,"víkend",18.399999999999999,"","",0,0,0,0,0,0,0,18.399999999999999]
[null,null,"1999-09-12T21:29:59.999",9,12,22,7,"víkend",18.399999999999999,"","",0,0,0,0,0,0,0,18.399999999999999]
[null,null,"1999-09-13T03:29:59.999",9,13,4,1,"všední",15.8,15.8,0,0,0,0,0,0,0,0,15.8]
[null,null,"1999-09-13T04:29:59.999",9,13,5,1,"všední",15.4,15.4,0,0,0,0,0,0,0,0,15.4]
[null,null,"1999-09-13T08:29:59.999",9,13,9,1,"všední",18.600000000000001,18.600000000000001,0,0,{"$f":"IF($K6142=\"\",0,$K6142/3600*1.2*1010*($L$1-(M$11/100*($L$1-$I6142)+$I6142)))","v":0},0,0,0,0,0,18.600000000000001]
[null,null,"1999-09-13T11:29:59.999",9,13,12,1,"všední",20.2,20.2,0,0,0,0,0,0,0,0,20.2]
[null,null,"1999-09-13T14:29:59.999",9,13,15,1,"všední",22.7,22.7,0,0,0,0,0,0,0,0,22.7]
[null,null,"1999-09-13T18:29:59.999",9,13,19,1,"všední",19.7,19.7,0,0,0,0,0,0,0,0,19.7]
[null,null,"1999-09-13T21:29:59.999",9,13,22,1,"všední",17.8,17.8,0,0,0,0,0,0,0,0,17.8]
[null,null,"1999-09-13T22:29:59.999",9,13,23,1,"všední",16.600000000000001,16.600000000000001,0,0,0,0,0,0,0,0,16.600000000000001]
[null,null,"1999-09-14T04:29:59.999",9,14,5,2,"všední",15.2,15.2,0,0,0,0,0,0,0,0,15.2]
[null,null,"1999-09-14T05:29:59.999",9,14,6,2,"všední",15.2,15.2,0,0,0,0,0,0,0,0,15.2]
[null,null,"1999-09-14T09:29:59.999",9,14,10,2,"všední",15.3,15.3,0,0,0,0,0,0,0,0,15.3]
[null,null,"1999-09-14T12:29:59.999",9,14,13,2,"všední",16.100000000000001,16.100000000000001,0,0,0,0,0,0,0,0,16.100000000000001]
[null,null,"1999-09-14T16:29:59.999",9,14,17,2,"všední",14.6,14.6,0,0,{"$f":"IF($K6174=\"\",0,$K6174/3600*1.2*1010*($L$1-(M$11/100*($L$1-$I6174)+$I6174)))","v":0},0,0,0,0,0,14.6]
[null,null,"1999-09-14T19:29:59.999",9,14,20,2,"všední",13.5,13.5,0,0,0,0,0,0,0,0,13.5]
[null,null,"1999-09-14T22:29:59.999",9,14,23,2,"všední",12.7,"","",0,0,0,0,0,0,0,12.7]
[null,null,"1999-09-15T01:29:59.999",9,15,{"$f":"F6159","v":2},3,"všední",12.3,"","",0,0,0,0,0,0,0,12.3]
[null,null,"1999-09-15T03:29:59.999",9,15,4,3,"všední",12,"","",0,0,0,0,0,0,0,12]
[null,null,"1999-09-15T06:29:59.999",9,15,7,3,"všední",11.8,"","",0,0,0,0,0,0,0,11.8]
[null,null,"1999-09-15T10:29:59.999",9,15,11,3,"všední",12.1,12.1,324,1079.8920000000001,539.94599999999991,431.9568000000001,356.36435999999992,215.97840000000005,107.98920000000021,0,12.1]
[null,null,"1999-09-15T13:29:59.999",9,15,14,3,"všední",12.3,12.3,162,529.0379999999999,264.51900000000006,211.61519999999993,174.58254000000002,105.80759999999988,52.90379999999994,0,12.3]
[null,null,"1999-09-15T17:29:59.999",9,15,18,3,"všední",12,"","",0,0,0,0,0,0,0,12]
[null,null,"1999-09-15T20:29:59.999",9,15,21,3,"všední",11.3,"","",0,0,0,0,0,0,0,11.3]
[null,null,"1999-09-15T22:29:59.999",9,15,23,3,"všední",10.7,"","",0,0,0,0,0,0,0,10.7]
[null,null,"1999-09-16T01:29:59.999",9,16,2,4,"všední",9.6,"","",0,0,0,0,0,0,0,9.6]
[null,null,"1999-09-16T04:29:59.999",9,16,5,4,"všední",8.9,"","",0,0,0,0,0,0,0,8.9]
[null,null,"1999-09-16T07:29:59.999",9,16,8,4,"všední",9.8000000000000007,9.8000000000000007,162,665.38799999999992,332.69399999999996,266.15519999999992,219.57803999999999,133.07759999999988,66.538799999999938,0,9.8000000000000007]
[null,null,"1999-09-16T11:29:59.999",9,16,12,4,"všední",16.5,16.5,0,0,0,0,0,0,0,0,16.5]
[null,null,"1999-09-16T14:29:59.999",9,16,15,4,"všední",19.100000000000001,19.100000000000001,0,0,0,0,0,0,0,0,19.100000000000001]
[null,null,{"$f":"C6223+1/24","v":"1999-09-16T18:29:59.999"},9,16,19,4,"všední",14.7,14.7,0,0,0,0,0,0,0,0,14.7]
[null,null,"1999-09-16T19:29:59.999",9,16,20,4,"všední",13.5,13.5,0,0,0,0,0,0,0,0,13.5]
[null,null,"1999-09-17T01:29:59.999",9,17,2,5,"všední",8.1999999999999993,"","",0,0,0,0,0,0,0,8.1999999999999993]
[null,null,"1999-09-17T02:29:59.999",9,17,3,5,"všední",7.9,"","",0,0,0,0,0,0,0,7.9]
[null,null,"1999-09-17T05:29:59.999",9,17,6,5,"všední",8,"","",0,0,0,0,0,0,0,8]
[null,null,"1999-09-17T09:29:59.999",9,17,10,5,"všední",9.6,9.6,324,1352.5920000000001,676.29599999999994,541.03680000000008,446.35535999999985,270.51839999999964,135.25920000000022,0,9.6]
[null,null,"1999-09-17T12:29:59.999",9,17,13,5,"všední",18.2,18.2,0,0,0,0,0,0,0,0,18.2]
[null,null,"1999-09-17T15:29:59.999",9,17,16,5,"všední",19.3,19.3,0,0,0,0,0,0,0,0,19.3]
[null,null,"1999-09-17T19:29:59.999",9,17,20,5,"všední",14.1,14.1,0,0,0,0,0,0,0,0,14.1]
[null,null,"1999-09-17T20:29:59.999",9,17,21,5,"všední",12.9,"","",0,0,0,0,0,0,0,12.9]
[null,null,"1999-09-18T02:29:59.999",9,18,3,6,"víkend",7.8,"","",0,0,0,0,0,0,0,7.8]
[null,null,"1999-09-18T03:29:59.999",9,18,4,6,"víkend",7,"","",0,0,0,0,0,0,0,7]
[null,null,"1999-09-18T06:29:59.999",9,18,7,6,"víkend",7.4,"","",0,0,0,0,0,0,0,7.4]
[null,null,"1999-09-18T10:29:59.999",9,18,11,6,"víkend",16,"","",0,0,0,0,0,0,0,16]
[null,null,"1999-09-18T13:29:59.999",9,18,14,6,"víkend",19.399999999999999,"","",0,0,0,0,0,0,0,19.399999999999999]
[null,null,"1999-09-18T16:29:59.999",9,18,17,6,"víkend",18.399999999999999,"","",0,{"$f":"IF($K6270=\"\",0,$K6270/3600*1.2*1010*($L$1-(M$11/100*($L$1-$I6270)+$I6270)))","v":0},0,0,0,0,0,18.399999999999999]
[null,null,"1999-09-18T21:29:59.999",9,18,22,6,"víkend",12.5,"","",0,0,0,0,0,0,0,12.5]
[null,null,"1999-09-19T00:29:59.999",9,19,1,7,"víkend",10.3,"","",0,0,0,0,0,0,0,10.3]
[null,null,"1999-09-19T01:29:59.999",9,19,2,7,"víkend",10.4,"","",0,0,0,0,0,0,0,10.4]
[null,null,"1999-09-19T04:29:59.999",9,19,5,7,"víkend",9.6,"","",0,0,0,0,0,0,0,9.6]
[null,null,"1999-09-19T07:29:59.999",9,19,8,7,"víkend",10.5,"","",0,0,0,0,0,0,0,10.5]
[null,null,"1999-09-19T11:29:59.999",9,19,12,7,"víkend",15.1,"","",0,0,0,0,0,0,0,15.1]
[null,null,"1999-09-19T14:29:59.999",9,19,15,7,"víkend",18.2,"","",0,0,0,0,0,0,0,18.2]
[null,null,"1999-09-19T18:29:59.999",9,19,19,7,"víkend",16.899999999999999,"","",0,0,0,0,0,0,0,16.899999999999999]
[null,null,"1999-09-19T22:29:59.999",9,19,23,7,"víkend",16.2,"","",0,0,0,0,0,0,0,16.2]
[null,null,"1999-09-20T01:29:59.999",9,20,2,1,"všední",14.7,14.7,0,0,0,0,0,0,0,0,14.7]
[null,null,"1999-09-20T02:29:59.999",9,20,3,1,"všední",14.7,14.7,0,0,0,0,0,0,0,0,14.7]
[null,null,"1999-09-20T05:29:59.999",9,20,6,1,"všední",13.6,13.6,0,0,0,0,0,0,0,0,13.6]
[null,null,"1999-09-20T08:29:59.999",9,20,9,1,"všední",16.5,{"$f":"+IF(K6310=\"\",\"\",I6310)","v":16.5},0,0,0,0,0,0,0,0,16.5]
[null,null,"1999-09-20T12:29:59.999",9,20,13,1,"všední",19.5,19.5,0,0,0,0,0,0,0,0,19.5]
[null,null,"1999-09-20T15:29:59.999",9,20,16,1,"všední",17.8,17.8,0,0,0,0,0,0,0,0,17.8]
[null,null,"1999-09-20T19:29:59.999",9,20,20,1,"všední",11.7,"","",0,0,0,0,0,0,0,11.7]
[null,null,"1999-09-20T23:29:59.999",9,20,24,1,"všední",10.6,"","",0,0,0,0,0,0,0,10.6]
[null,null,"1999-09-21T02:29:59.999",9,21,3,2,"všední",10.1,"","",0,0,0,0,0,0,0,10.1]
[null,null,"1999-09-21T03:29:59.999",9,21,4,2,"všední",10.4,"","",0,0,0,0,0,0,0,10.4]
[null,null,"1999-09-21T06:29:59.999",9,21,7,2,"všední",10.9,"","",0,0,0,0,0,0,0,10.9]
[null,null,"1999-09-21T09:29:59.999",9,21,10,2,"všední",11,11,324,1199.8799999999999,599.93999999999994,479.95199999999983,395.96039999999988,239.97599999999991,119.98800000000016,0,11]
[null,null,"1999-09-21T13:29:59.999",9,21,14,2,"všední",12.3,12.3,162,529.0379999999999,264.51900000000006,211.61519999999993,174.58254000000002,105.80759999999988,52.90379999999994,0,12.3]
[null,null,"1999-09-21T16:29:59.999",9,21,17,2,"všední",12.4,"","",0,0,0,0,0,0,0,12.4]
[null,null,"1999-09-21T21:29:59.999",9,21,22,2,"všední",10.6,"","",0,0,0,0,0,0,0,10.6]
[null,null,"1999-09-22T00:29:59.999",9,22,1,3,"všední",8.5,"","",{"$f":"IF($K6350=\"\",0,$K6350/3600*1.2*1010*($L$1-(L$11*($L$1-$I6350)+$I6350)))","v":0},{"$f":"IF($K6350=\"\",0,$K6350/3600*1.2*1010*($L$1-(M$11/100*($L$1-$I6350)+$I6350)))","v":0},0,0,0,0,0,8.5]
[null,null,"1999-09-22T03:29:59.999",9,22,4,3,"všední",7.2,"","",0,0,0,0,0,0,0,7.2]
[null,null,"1999-09-22T04:29:59.999",9,22,5,3,"všední",7.1,"","",0,0,0,0,0,0,0,7.1]
[null,null,"1999-09-22T07:29:59.999",9,22,8,3,"všední",8.5,8.5,162,736.29,368.14499999999998,294.51599999999991,242.9756999999999,147.25799999999995,73.629000000000076,0,8.5]
[null,null,"1999-09-22T10:29:59.999",9,22,11,3,"všední",14.2,14.2,0,0,0,0,0,0,0,0,14.2]
[null,null,"1999-09-22T13:29:59.999",9,22,14,3,"všední",15.9,15.9,0,0,0,0,0,0,0,0,15.9]
[null,null,"1999-09-22T18:29:59.999",9,22,19,3,"všední",12.2,"","",0,0,0,0,0,0,0,12.2]
[null,null,"1999-09-22T22:29:59.999",9,22,23,3,"všední",9.1999999999999993,"","",0,0,0,0,0,0,0,9.1999999999999993]
[null,null,"1999-09-23T01:29:59.999",9,23,{"$f":"F6351","v":2},4,"všední",7.5,"","",0,0,0,0,0,0,0,7.5]
[null,null,"1999-09-23T04:29:59.999",9,23,5,4,"všední",8.1,"","",0,0,0,0,0,0,0,8.1]
[null,null,"1999-09-23T05:29:59.999",9,23,6,4,"všední",8.5,"","",0,0,0,0,0,0,0,8.5]
[null,null,"1999-09-23T08:29:59.999",9,23,9,4,"všední",11.4,11.4,324,1156.248,{"$f":"IF($K6382=\"\",0,$K6382/3600*1.2*1010*($L$1-(M$11/100*($L$1-$I6382)+$I6382)))","v":578.12400000000002},462.4992000000002,381.56183999999973,231.24959999999973,115.62480000000025,0,11.4]
[null,null,"1999-09-23T11:29:59.999",9,23,12,4,"všední",16.399999999999999,16.399999999999999,0,0,0,0,0,0,0,0,16.399999999999999]
[null,null,"1999-09-23T14:29:59.999",9,23,15,4,"všední",15.6,15.6,0,0,0,0,0,0,0,0,15.6]
[null,null,"1999-09-23T19:29:59.999",9,23,20,4,"všední",12.8,"","",0,0,0,0,0,0,0,12.8]
[null,null,"1999-09-23T23:29:59.999",9,23,24,4,"všední",10.9,"","",0,0,0,0,0,0,0,10.9]
[null,null,"1999-09-24T02:29:59.999",9,24,3,5,"všední",10.3,"","",0,0,0,0,0,0,0,10.3]
[null,null,"1999-09-24T05:29:59.999",9,24,6,5,"všední",10.6,"","",0,0,0,0,0,0,0,10.6]
[null,null,"1999-09-24T06:29:59.999",9,24,7,5,"všední",10.6,"","",0,0,0,0,0,0,0,10.6]
[null,null,"1999-09-24T09:29:59.999",9,24,10,5,"všední",15.1,15.1,0,0,0,0,0,0,0,0,15.1]
[null,null,"1999-09-24T15:29:59.999",9,24,16,5,"všední",18,18,0,0,0,0,0,0,0,0,18]
[null,null,"1999-09-24T17:29:59.999",9,24,18,{"$f":"WEEKDAY(C6415-1)","v":5},{"$f":"IF(G6415=6,\"víkend\",IF(G6415=7,\"víkend\",IF(OR(D6415=7,D6415=8),\"prázdniny\",IF(AND(D6415=1,E6415=1),\"prázdniny\",\"všední\"))))","v":"všední"},15.8,15.8,{"$f":"IF(OR(H6415=\"víkend\",H6415=\"prázdniny\"),\"\",IF(I6415>13,0,IF(OR(F6415<$E$5,F6415>$E$6),\"\",IF(OR(F6415=8,F6415=14),$L$4/2,$L$4))))","v":0},0,0,0,0,0,0,0,15.8]
[null,null,"1999-09-24T20:29:59.999",9,24,21,5,"všední",13,"","",0,0,0,0,0,0,0,13]
[null,null,"1999-09-25T00:29:59.999",9,25,1,6,"víkend",10.6,"","",0,0,0,0,0,0,0,10.6]
[null,null,"1999-09-25T03:29:59.999",9,25,4,6,"víkend",9.1,"","",0,0,0,0,0,0,0,9.1]
[null,null,"1999-09-25T06:29:59.999",9,25,7,6,"víkend",8.5,"","",0,0,0,0,0,0,0,8.5]
[null,null,"1999-09-25T07:29:59.999",9,25,8,6,"víkend",11,"","",0,0,0,0,0,0,0,11]
[null,null,"1999-09-25T12:29:59.999",9,25,13,6,"víkend",19,"","",0,0,0,0,0,0,0,19]
[null,null,"1999-09-25T15:29:59.999",9,25,16,6,"víkend",19,"","",0,0,0,0,0,0,0,19]
[null,null,"1999-09-25T18:29:59.999",9,25,19,6,"víkend",13,"","",0,0,0,0,0,0,0,13]
[null,null,"1999-09-25T21:29:59.999",9,25,22,6,"víkend",11.6,"","",0,0,0,0,0,0,0,11.6]
[null,null,"1999-09-26T01:29:59.999",9,26,2,7,"víkend",9.6,"","",0,0,0,0,0,0,0,9.6]
[null,null,"1999-09-26T04:29:59.999",9,26,5,7,"víkend",9.4,"","",0,0,0,0,0,0,0,9.4]
[null,null,"1999-09-26T05:29:59.999",9,26,6,7,"víkend",8.6999999999999993,"","",0,0,0,0,0,0,0,8.6999999999999993]
[null,null,"1999-09-26T08:29:59.999",9,26,9,7,"víkend",12.9,"","",0,0,0,0,0,0,0,12.9]
[null,null,"1999-09-26T13:29:59.999",9,26,14,7,"víkend",17.899999999999999,"","",0,0,0,0,0,0,0,17.899999999999999]
[null,null,"1999-09-26T16:29:59.999",9,26,17,7,"víkend",15.6,"","",0,{"$f":"IF($K6462=\"\",0,$K6462/3600*1.2*1010*($L$1-(M$11/100*($L$1-$I6462)+$I6462)))","v":0},0,0,0,0,0,15.6]
[null,null,"1999-09-26T19:29:59.999",9,26,20,7,"víkend",12.8,"","",0,0,0,0,0,0,0,12.8]
[null,null,"1999-09-26T22:29:59.999",9,26,23,7,"víkend",13.5,"","",0,0,0,0,0,0,0,13.5]
[null,null,"1999-09-27T02:29:59.999",9,27,3,1,"všední",11.8,"","",0,0,0,0,0,0,0,11.8]
[null,null,"1999-09-27T05:29:59.999",9,27,6,1,"všední",11.6,"","",0,0,0,0,0,0,0,11.6]
[null,null,"1999-09-27T06:29:59.999",9,27,7,1,"všední",11.4,"","",0,0,0,0,0,0,0,11.4]
[null,null,{"$f":"C6479+1/24","v":"1999-09-27T10:29:59.999"},9,27,11,1,"všední",14,14,0,0,0,0,0,0,0,0,14]
[null,null,"1999-09-27T13:29:59.999",9,27,14,1,"všední",15.4,15.4,0,0,0,0,0,0,0,0,15.4]
[null,null,"1999-09-27T17:29:59.999",9,27,18,1,"všední",13.2,13.2,0,0,0,0,0,0,0,0,13.2]
[null,null,"1999-09-27T20:29:59.999",9,27,21,1,"všední",13.5,13.5,0,0,0,0,0,0,0,0,13.5]
[null,null,"1999-09-27T23:29:59.999",9,27,24,1,"všední",13,"","",0,0,0,0,0,0,0,13]
[null,null,"1999-09-28T03:29:59.999",9,28,4,2,"všední",8.3000000000000007,"","",0,0,0,0,0,0,0,8.3000000000000007]
[null,null,"1999-09-28T06:29:59.999",9,28,7,2,"všední",6.9,"","",0,0,0,0,0,0,0,6.9]
[null,null,"1999-09-28T07:29:59.999",9,28,8,2,"všední",8.9,8.9,162,714.47399999999993,357.23700000000002,285.78960000000012,235.77642000000003,142.89479999999986,71.44740000000013,0,8.9]
[null,null,"1999-09-28T11:29:59.999",9,28,12,2,"všední",11.5,11.5,324,1145.3399999999999,572.66999999999996,458.13599999999991,377.9622,229.06800000000015,114.53399999999969,0,11.5]
[null,null,"1999-09-28T14:29:59.999",9,28,15,2,"všední",12.1,"","",0,0,0,0,0,0,0,12.1]
[null,null,"1999-09-28T18:29:59.999",9,28,19,2,"všední",9,"","",0,0,0,0,0,0,0,9]
[null,null,"1999-09-28T21:29:59.999",9,28,22,2,"všední",6.7,"","",0,0,0,0,0,0,0,6.7]
[null,null,"1999-09-29T01:29:59.999",9,29,2,3,"všední",4.2,"","",0,0,0,0,0,0,0,4.2]
[null,null,"1999-09-29T04:29:59.999",9,29,5,3,"všední",3.9,"","",0,0,0,0,0,0,0,3.9]
[null,null,"1999-09-29T07:29:59.999",9,29,8,3,"všední",5.3,5.3,162,910.81799999999998,455.40900000000005,364.3272,300.56993999999997,182.1636,91.081800000000086,0,5.3]
[null,null,"1999-09-29T08:29:59.999",9,29,9,3,"všední",7.5,7.5,324,1581.66,{"$f":"IF($K6526=\"\",0,$K6526/3600*1.2*1010*($L$1-(M$11/100*($L$1-$I6526)+$I6526)))","v":790.83},632.6640000000001,521.94780000000003,316.33199999999982,158.16599999999991,0,7.5]
[null,null,"1999-09-29T12:29:59.999",9,29,13,3,"všední",11.8,11.8,324,1112.616,556.30800000000011,445.04639999999984,367.16327999999993,222.52319999999992,111.26159999999996,0,11.8]
[null,null,"1999-09-29T15:29:59.999",9,29,16,3,"všední",11.6,"","",0,0,0,0,0,0,0,11.6]
[null,null,"1999-09-29T19:29:59.999",9,29,20,3,"všední",8.4,"","",0,0,0,0,0,0,0,8.4]
[null,null,"1999-09-29T22:29:59.999",9,29,23,3,"všední",6.6,"","",0,0,0,0,0,0,0,6.6]
[null,null,{"$f":"C6543+1/24","v":"1999-09-30T02:29:59.999"},9,30,3,4,"všední",6.1,"","",0,0,0,0,0,0,0,6.1]
[null,null,"1999-09-30T05:29:59.999",9,30,6,4,"všední",5.9,"","",0,0,0,0,0,0,0,5.9]
[null,null,"1999-09-30T09:29:59.999",9,30,10,4,"všední",8.3000000000000007,8.3000000000000007,324,1494.396,747.19799999999998,597.75840000000005,493.15068000000008,298.8791999999998,149.43959999999973,0,8.3000000000000007]
[null,null,"1999-09-30T10:29:59.999",9,30,11,4,"všední",9.3000000000000007,9.3000000000000007,324,1385.3159999999998,692.6579999999999,554.12639999999976,457.15427999999986,277.06319999999988,138.53159999999994,0,9.3000000000000007]
[null,null,"1999-09-30T13:29:59.999",9,30,14,4,"všední",9.8000000000000007,9.8000000000000007,162,665.38799999999992,332.69399999999996,266.15519999999992,219.57803999999999,133.07759999999988,66.538799999999938,0,9.8000000000000007]
[null,null,"1999-09-30T16:29:59.999",9,30,17,4,"všední",8.4,"","",0,{"$f":"IF($K6558=\"\",0,$K6558/3600*1.2*1010*($L$1-(M$11/100*($L$1-$I6558)+$I6558)))","v":0},0,0,0,0,0,8.4]
[null,null,"1999-09-30T20:29:59.999",9,30,21,4,"všední",7.2,"","",0,0,0,0,0,0,0,7.2]
[null,null,"1999-09-30T23:29:59.999",9,30,24,4,"všední",4.0999999999999996,"","",0,0,0,0,0,0,0,4.0999999999999996]
[null,null,"1999-10-01T03:29:59.999",10,1,4,5,"všední",2.2000000000000002,"","",0,0,0,0,0,0,0,2.2000000000000002]
[null,null,"1999-10-01T06:29:59.999",10,1,7,5,"všední",2.4,"","",0,0,0,0,0,0,0,2.4]
[null,null,"1999-10-01T10:29:59.999",10,1,11,5,"všední",7.8,7.8,324,1548.9359999999999,774.46800000000019,619.57439999999997,511.14887999999996,309.78719999999998,154.89360000000019,0,7.8]
[null,null,"1999-10-01T11:29:59.999",10,1,12,5,"všední",12.2,12.2,324,1068.9840000000002,534.49199999999985,427.59360000000015,352.76472000000018,213.79680000000008,106.89840000000004,0,12.2]
[null,null,"1999-10-01T14:29:59.999",10,1,15,5,"všední",13,"","",0,0,0,0,0,0,0,13]
[null,null,"1999-10-01T18:29:59.999",10,1,19,5,"všední",9.6,"","",0,0,0,0,0,0,0,9.6]
[null,null,"1999-10-01T21:29:59.999",10,1,22,5,"všední",6.5,"","",0,0,0,0,0,0,0,6.5]
[null,null,"1999-10-02T00:29:59.999",10,2,1,6,"víkend",4.8,"","",0,{"$f":"IF($K6590=\"\",0,$K6590/3600*1.2*1010*($L$1-(M$11/100*($L$1-$I6590)+$I6590)))","v":0},0,0,0,0,0,4.8]
[null,null,"1999-10-02T04:29:59.999",10,2,5,6,"víkend",2.2000000000000002,"","",0,0,0,0,0,0,0,2.2000000000000002]
[null,null,"1999-10-02T07:29:59.999",10,2,8,6,"víkend",4.0999999999999996,"","",0,0,0,0,0,0,0,4.0999999999999996]
[null,null,"1999-10-02T11:29:59.999",10,2,12,6,"víkend",11.8,"","",0,0,0,0,0,0,0,11.8]
[null,null,"1999-10-02T12:29:59.999",10,2,13,6,"víkend",12.2,"","",0,0,0,0,0,0,0,12.2]
[null,null,"1999-10-02T15:29:59.999",10,2,16,6,"víkend",12.2,"","",0,0,0,0,0,0,0,12.2]
[null,null,"1999-10-02T19:29:59.999",10,2,20,6,"víkend",7.4,"","",0,0,0,0,0,0,0,7.4]
[null,null,"1999-10-02T22:29:59.999",10,2,23,6,"víkend",5.6,"","",0,0,0,0,0,0,0,5.6]
[null,null,"1999-10-03T01:29:59.999",10,3,2,7,"víkend",4.2,"","",0,0,0,0,0,0,0,4.2]
[null,null,"1999-10-03T04:29:59.999",10,3,5,7,"víkend",4,"","",0,0,0,0,0,0,0,4]
[null,null,"1999-10-03T09:29:59.999",10,3,10,7,"víkend",11,"","",0,0,0,0,0,0,0,11]
[null,null,"1999-10-03T10:29:59.999",10,3,11,7,"víkend",12.5,"","",0,0,0,0,0,0,0,12.5]
[null,null,"1999-10-03T13:29:59.999",10,3,14,7,"víkend",14.5,"","",0,0,0,0,0,0,0,14.5]
[null,null,"1999-10-03T16:29:59.999",10,3,17,7,"víkend",12.3,{"$f":"+IF(K6630=\"\",\"\",I6630)","v":""},"",0,0,0,0,0,0,0,12.3]
[null,null,"1999-10-03T20:29:59.999",10,3,21,7,"víkend",8.3000000000000007,"","",0,0,0,0,0,0,0,8.3000000000000007]
[null,null,"1999-10-03T23:29:59.999",10,3,24,7,"víkend",6.7,"","",0,0,0,0,0,0,0,6.7]
[null,null,"1999-10-04T01:29:59.999",10,4,2,1,"všední",5.7,"","",0,0,0,0,0,0,0,5.7]
[null,null,"1999-10-04T07:29:59.999",10,4,8,1,"všední",6.4,6.4,162,850.82399999999996,425.41200000000003,340.32960000000003,280.77191999999997,170.16479999999987,85.082400000000121,0,6.4]
[null,null,"1999-10-04T10:29:59.999",10,4,11,1,"všední",13.7,13.7,0,0,0,0,0,0,0,0,13.7]
[null,null,"1999-10-04T11:29:59.999",10,4,12,1,"všední",14.1,14.1,0,0,0,0,0,0,0,0,14.1]
[null,null,"1999-10-04T14:29:59.999",10,4,15,1,"všední",14.6,14.6,0,0,0,0,0,0,0,0,14.6]
[null,null,"1999-10-04T17:29:59.999",10,4,18,1,"všední",11.8,"","",0,0,0,0,0,0,0,11.8]
[null,null,"1999-10-04T21:29:59.999",10,4,22,1,"všední",8.8000000000000007,"","",0,0,0,0,0,0,0,8.8000000000000007]
[null,null,"1999-10-05T00:29:59.999",10,5,1,2,"všední",7.6,"","",0,0,0,0,0,0,0,7.6]
[null,null,"1999-10-05T02:29:59.999",10,5,3,2,"všední",7.1,"","",0,0,0,0,0,0,0,7.1]
[null,null,"1999-10-05T08:29:59.999",10,5,9,2,"všední",9.9,9.9,324,{"$f":"IF($K6670=\"\",0,$K6670/3600*1.2*1010*($L$1-(L$11*($L$1-$I6670)+$I6670)))","v":1319.8679999999999},{"$f":"IF($K6670=\"\",0,$K6670/3600*1.2*1010*($L$1-(M$11/100*($L$1-$I6670)+$I6670)))","v":659.93400000000008},527.94719999999995,435.55643999999984,263.9736000000002,131.9868000000001,0,9.9]
[null,null,"1999-10-05T11:29:59.999",10,5,12,2,"všední",14,14,0,0,0,0,0,0,0,0,14]
[null,null,"1999-10-05T12:29:59.999",10,5,13,2,"všední",15,15,0,0,0,0,0,0,0,0,15]
[null,null,"1999-10-05T15:29:59.999",10,5,16,2,"všední",14.7,14.7,0,0,0,0,0,0,0,0,14.7]
[null,null,"1999-10-05T18:29:59.999",10,5,19,2,"všední",12,"","",0,0,0,0,0,0,0,12]
[null,null,"1999-10-05T22:29:59.999",10,5,23,2,"všední",9.4,"","",0,0,0,0,0,0,0,9.4]
[null,null,"1999-10-06T03:29:59.999",10,6,4,3,"všední",7.7,"","",0,0,0,0,0,0,0,7.7]
[null,null,"1999-10-06T06:29:59.999",10,6,7,3,"všední",8.1,"","",0,0,0,0,0,0,0,8.1]
[null,null,"1999-10-06T09:29:59.999",10,6,{"$f":"F6671","v":10},3,"všední",13.6,13.6,0,0,0,0,0,0,0,0,13.6]
[null,null,"1999-10-06T12:29:59.999",10,6,13,3,"všední",16.8,16.8,0,0,0,0,0,0,0,0,16.8]
[null,null,"1999-10-06T13:29:59.999",10,6,14,3,"všední",17.3,17.3,0,0,0,0,0,0,0,0,17.3]
[null,null,"1999-10-06T16:29:59.999",10,6,17,3,"všední",16.600000000000001,16.600000000000001,0,0,{"$f":"IF($K6702=\"\",0,$K6702/3600*1.2*1010*($L$1-(M$11/100*($L$1-$I6702)+$I6702)))","v":0},0,0,0,0,0,16.600000000000001]
[null,null,"1999-10-06T19:29:59.999",10,6,20,3,"všední",13.6,13.6,0,0,0,0,0,0,0,0,13.6]
[null,null,"1999-10-07T00:29:59.999",10,7,1,4,"všední",12.6,"","",0,0,0,0,0,0,0,12.6]
[null,null,"1999-10-07T03:29:59.999",10,7,4,4,"všední",13.9,13.9,0,0,0,0,0,0,0,0,13.9]
[null,null,"1999-10-07T07:29:59.999",10,7,8,4,"všední",14.1,14.1,0,0,0,0,0,0,0,0,14.1]
[null,null,"1999-10-07T10:29:59.999",10,7,11,4,"všední",16.7,16.7,0,0,0,0,0,0,0,0,16.7]
[null,null,"1999-10-07T13:29:59.999",10,7,14,4,"všední",19,19,0,0,0,0,0,0,0,0,19]
[null,null,"1999-10-07T14:29:59.999",10,7,15,4,"všední",18.7,18.7,0,0,0,0,0,0,0,0,18.7]
[null,null,"1999-10-07T17:29:59.999",10,7,18,4,"všední",15.1,15.1,0,0,0,0,0,0,0,0,15.1]
[null,null,"1999-10-07T21:29:59.999",10,7,22,4,"všední",11.6,"","",0,0,0,0,0,0,0,11.6]
[null,null,"1999-10-08T01:29:59.999",10,8,2,{"$f":"WEEKDAY(C6735-1)","v":5},{"$f":"IF(G6735=6,\"víkend\",IF(G6735=7,\"víkend\",IF(OR(D6735=7,D6735=8),\"prázdniny\",IF(AND(D6735=1,E6735=1),\"prázdniny\",\"všední\"))))","v":"všední"},8.6,"",{"$f":"IF(OR(H6735=\"víkend\",H6735=\"prázdniny\"),\"\",IF(I6735>13,0,IF(OR(F6735<$E$5,F6735>$E$6),\"\",IF(OR(F6735=8,F6735=14),$L$4/2,$L$4))))","v":""},0,0,0,0,0,0,0,8.6]
[null,null,"1999-10-08T04:29:59.999",10,8,5,5,"všední",8.1,"","",0,0,0,0,0,0,0,8.1]
[null,null,"1999-10-08T08:29:59.999",10,8,9,5,"všední",11.8,11.8,324,1112.616,556.30800000000011,445.04639999999984,367.16327999999993,222.52319999999992,111.26159999999996,0,11.8]
[null,null,"1999-10-08T11:29:59.999",10,8,12,5,"všední",15.4,15.4,0,0,0,0,0,0,0,0,15.4]
[null,null,"1999-10-08T14:29:59.999",10,8,15,5,"všední",13.8,13.8,0,0,0,0,0,0,0,0,13.8]
[null,null,"1999-10-08T15:29:59.999",10,8,16,5,"všední",13.8,13.8,0,0,0,0,0,0,0,0,13.8]
[null,null,"1999-10-08T18:29:59.999",10,8,19,5,"všední",13.6,13.6,0,0,0,0,0,0,0,0,13.6]
[null,null,"1999-10-08T22:29:59.999",10,8,23,5,"všední",9.9,"","",0,0,0,0,0,0,0,9.9]
[null,null,"1999-10-09T02:29:59.999",10,9,3,6,"víkend",7.1,"","",0,0,0,0,0,0,0,7.1]
[null,null,"1999-10-09T05:29:59.999",10,9,6,6,"víkend",7,"","",0,0,0,0,0,0,0,7]
[null,null,"1999-10-09T09:29:59.999",10,9,10,6,"víkend",11.3,"","",0,0,0,0,0,0,0,11.3]
[null,null,"1999-10-09T12:29:59.999",10,9,13,6,"víkend",13.9,"","",0,0,0,0,0,0,0,13.9]
[null,null,"1999-10-09T15:29:59.999",10,9,16,6,"víkend",15.2,"","",0,0,0,0,0,0,0,15.2]
[null,null,"1999-10-09T16:29:59.999",10,9,17,6,"víkend",14.9,"","",0,0,0,0,0,0,0,14.9]
[null,null,"1999-10-09T19:29:59.999",10,9,20,6,"víkend",9,"","",0,0,0,0,0,0,0,9]
[null,null,"1999-10-10T00:29:59.999",10,10,1,7,"víkend",7.6,"","",0,{"$f":"IF($K6782=\"\",0,$K6782/3600*1.2*1010*($L$1-(M$11/100*($L$1-$I6782)+$I6782)))","v":0},0,0,0,0,0,7.6]
[null,null,"1999-10-10T03:29:59.999",10,10,4,7,"víkend",6,"","",0,0,0,0,0,0,0,6]
[null,null,"1999-10-10T06:29:59.999",10,10,7,7,"víkend",4.5999999999999996,"","",0,0,0,0,0,0,0,4.5999999999999996]
[null,null,"1999-10-10T10:29:59.999",10,10,11,7,"víkend",15.2,"","",0,0,0,0,0,0,0,15.2]
[null,null,"1999-10-10T13:29:59.999",10,10,14,7,"víkend",20.9,"","",0,0,0,0,0,0,0,20.9]
[null,null,"1999-10-10T14:29:59.999",10,10,15,7,"víkend",20.9,"","",0,0,0,0,0,0,0,20.9]
[null,null,"1999-10-10T17:29:59.999",10,10,18,{"$f":"WEEKDAY(C6799-1)","v":7},{"$f":"IF(G6799=6,\"víkend\",IF(G6799=7,\"víkend\",IF(OR(D6799=7,D6799=8),\"prázdniny\",IF(AND(D6799=1,E6799=1),\"prázdniny\",\"všední\"))))","v":"víkend"},15.3,"",{"$f":"IF(OR(H6799=\"víkend\",H6799=\"prázdniny\"),\"\",IF(I6799>13,0,IF(OR(F6799<$E$5,F6799>$E$6),\"\",IF(OR(F6799=8,F6799=14),$L$4/2,$L$4))))","v":""},0,0,0,0,0,0,0,15.3]
[null,null,"1999-10-10T20:29:59.999",10,10,21,7,"víkend",15.4,"","",0,0,0,0,0,0,0,15.4]
[null,null,"1999-10-11T01:29:59.999",10,11,2,1,"všední",12.8,"","",0,0,0,0,0,0,0,12.8]
[null,null,"1999-10-11T04:29:59.999",10,11,5,1,"všední",11.5,"","",0,0,0,0,0,0,0,11.5]
[null,null,"1999-10-11T07:29:59.999",10,11,8,1,"všední",13.9,13.9,0,0,0,0,0,0,0,0,13.9]
[null,null,"1999-10-11T11:29:59.999",10,11,12,1,"všední",18.2,18.2,0,0,0,0,0,0,0,0,18.2]
[null,null,"1999-10-11T14:29:59.999",10,11,15,1,"všední",19.399999999999999,19.399999999999999,0,0,0,0,0,0,0,0,19.399999999999999]
[null,null,"1999-10-11T15:29:59.999",10,11,16,1,"všední",18.600000000000001,18.600000000000001,0,0,0,0,0,0,0,0,18.600000000000001]
[null,null,"1999-10-11T21:29:59.999",10,11,22,1,"všední",16.5,16.5,0,0,0,0,0,0,0,0,16.5]
[null,null,"1999-10-11T22:29:59.999",10,11,23,1,"všední",16.5,16.5,0,0,0,0,0,0,0,0,16.5]
[null,null,"1999-10-12T02:29:59.999",10,12,3,2,"všední",16.399999999999999,16.399999999999999,0,0,0,0,0,0,0,0,16.399999999999999]
[null,null,"1999-10-12T05:29:59.999",10,12,6,2,"všední",15.6,15.6,0,0,0,0,0,0,0,0,15.6]
[null,null,"1999-10-12T08:29:59.999",10,12,9,2,"všední",16.600000000000001,16.600000000000001,0,0,0,0,0,0,0,0,16.600000000000001]
[null,null,"1999-10-12T12:29:59.999",10,12,13,2,"všední",16.600000000000001,16.600000000000001,0,0,0,0,0,0,0,0,16.600000000000001]
[null,null,"1999-10-12T15:29:59.999",10,12,16,2,"všední",14.8,14.8,0,0,0,0,0,0,0,0,14.8]
[null,null,"1999-10-12T18:29:59.999",10,12,19,2,"všední",10.4,"","",0,0,0,0,0,0,0,10.4]
[null,null,"1999-10-12T20:29:59.999",10,12,21,2,"všední",9.1999999999999993,"","",0,0,0,0,0,0,0,9.1999999999999993]
[null,null,"1999-10-12T23:29:59.999",10,12,24,2,"všední",6.9,"","",0,0,0,0,0,0,0,6.9]
[null,null,"1999-10-13T03:29:59.999",10,13,4,3,"všední",6.3,"","",0,0,0,0,0,0,0,6.3]
[null,null,"1999-10-13T06:29:59.999",10,13,7,3,"všední",5.8,"","",0,0,0,0,0,0,0,5.8]
[null,null,{"$f":"C6863+1/24","v":"1999-10-13T10:29:59.999"},10,13,11,3,"všední",12.1,12.1,324,1079.8920000000001,539.94599999999991,431.9568000000001,356.36435999999992,215.97840000000005,107.98920000000021,0,12.1]
[null,null,"1999-10-13T13:29:59.999",10,13,14,3,"všední",14,14,0,0,0,0,0,0,0,0,14]
[null,null,"1999-10-13T16:29:59.999",10,13,17,3,"všední",11.8,"","",0,0,0,0,0,0,0,11.8]
[null,null,"1999-10-13T19:29:59.999",10,13,20,3,"všední",10.199999999999999,"","",0,0,0,0,0,0,0,10.199999999999999]
[null,null,"1999-10-13T21:29:59.999",10,13,22,3,"všední",9.1999999999999993,"","",0,0,0,0,0,0,0,9.1999999999999993]
[null,null,"1999-10-14T00:29:59.999",10,14,1,4,"všední",7.6,"","",0,{"$f":"IF($K6878=\"\",0,$K6878/3600*1.2*1010*($L$1-(M$11/100*($L$1-$I6878)+$I6878)))","v":0},0,0,0,0,0,7.6]
[null,null,"1999-10-14T04:29:59.999",10,14,5,4,"všední",5.8,"","",0,0,0,0,0,0,0,5.8]
[null,null,"1999-10-14T07:29:59.999",10,14,8,4,"všední",8.4,8.4,162,741.74399999999991,370.87200000000001,296.69759999999985,244.77551999999997,148.34879999999993,74.174399999999963,0,8.4]
[null,null,"1999-10-14T11:29:59.999",10,14,12,4,"všední",14.5,14.5,0,0,0,0,0,0,0,0,14.5]
[null,null,"1999-10-14T14:29:59.999",10,14,15,4,"všední",15.2,15.2,0,0,0,0,0,0,0,0,15.2]
[null,null,"1999-10-14T16:29:59.999",10,14,17,4,"všední",13.6,13.6,0,0,{"$f":"IF($K6894=\"\",0,$K6894/3600*1.2*1010*($L$1-(M$11/100*($L$1-$I6894)+$I6894)))","v":0},0,0,0,0,0,13.6]
[null,null,"1999-10-14T19:29:59.999",10,14,20,4,"všední",9.8000000000000007,"","",0,0,0,0,0,0,0,9.8000000000000007]
[null,null,"1999-10-14T22:29:59.999",10,14,23,4,"všední",8.6,"","",0,0,0,0,0,0,0,8.6]
[null,null,"1999-10-15T02:29:59.999",10,15,3,5,"všední",7.2,"","",0,0,0,0,0,0,0,7.2]
[null,null,"1999-10-15T05:29:59.999",10,15,6,5,"všední",9.1999999999999993,"","",0,0,0,0,0,0,0,9.1999999999999993]
[null,null,"1999-10-15T08:29:59.999",10,15,9,5,"všední",9.6,9.6,324,1352.5920000000001,{"$f":"IF($K6910=\"\",0,$K6910/3600*1.2*1010*($L$1-(M$11/100*($L$1-$I6910)+$I6910)))","v":676.29599999999994},541.03680000000008,446.35535999999985,270.51839999999964,135.25920000000022,0,9.6]
[null,null,"1999-10-15T12:29:59.999",10,15,13,5,"všední",13.9,13.9,0,0,0,0,0,0,0,0,13.9]
[null,null,"1999-10-15T13:29:59.999",10,15,14,5,"všední",14.3,14.3,0,0,0,0,0,0,0,0,14.3]
[null,null,"1999-10-15T19:29:59.999",10,15,20,5,"všední",13.3,13.3,0,0,0,0,0,0,0,0,13.3]
[null,null,"1999-10-15T20:29:59.999",10,15,21,5,"všední",13.4,13.4,0,0,0,0,0,0,0,0,13.4]
[null,null,"1999-10-15T23:29:59.999",10,15,24,5,"všední",12.1,"","",0,0,0,0,0,0,0,12.1]
[null,null,"1999-10-16T03:29:59.999",10,16,4,6,"víkend",9.4,"","",0,0,0,0,0,0,0,9.4]
[null,null,"1999-10-16T06:29:59.999",10,16,7,6,"víkend",9.4,"","",0,0,0,0,0,0,0,9.4]
[null,null,"1999-10-16T09:29:59.999",10,16,10,6,"víkend",15,"","",0,0,0,0,0,0,0,15]
[null,null,"1999-10-16T13:29:59.999",10,16,14,6,"víkend",22,"","",0,0,0,0,0,0,0,22]
[null,null,"1999-10-16T14:29:59.999",10,16,15,6,"víkend",21.6,"","",0,0,0,0,0,0,0,21.6]
[null,null,"1999-10-16T20:29:59.999",10,16,21,6,"víkend",14.9,"","",0,0,0,0,0,0,0,14.9]
[null,null,"1999-10-16T21:29:59.999",10,16,22,6,"víkend",13.9,"","",0,0,0,0,0,0,0,13.9]
[null,null,"1999-10-17T00:29:59.999",10,17,1,7,"víkend",12.4,{"$f":"+IF(K6950=\"\",\"\",I6950)","v":""},"",0,0,0,0,0,0,0,12.4]
[null,null,"1999-10-17T04:29:59.999",10,17,5,7,"víkend",11.8,"","",0,0,0,0,0,0,0,11.8]
[null,null,"1999-10-17T07:29:59.999",10,17,8,7,"víkend",13.1,"","",0,0,0,0,0,0,0,13.1]
[null,null,"1999-10-17T10:29:59.999",10,17,11,7,"víkend",13.8,"","",0,0,0,0,0,0,0,13.8]
[null,null,"1999-10-17T15:29:59.999",10,17,16,7,"víkend",12.6,"","",0,0,0,0,0,0,0,12.6]
[null,null,"1999-10-17T18:29:59.999",10,17,19,7,"víkend",10.8,"","",0,0,0,0,0,0,0,10.8]
[null,null,"1999-10-17T19:29:59.999",10,17,20,7,"víkend",10.199999999999999,"","",0,0,0,0,0,0,0,10.199999999999999]
[null,null,"1999-10-17T22:29:59.999",10,17,23,7,"víkend",10.1,"","",0,0,0,0,0,0,0,10.1]
[null,null,"1999-10-18T01:29:59.999",10,18,2,1,"všední",10,"","",0,0,0,0,0,0,0,10]
[null,null,"1999-10-18T05:29:59.999",10,18,6,1,"všední",9.4,"","",0,0,0,0,0,0,0,9.4]
[null,null,"1999-10-18T08:29:59.999",10,18,9,1,"všední",10.3,10.3,324,1276.2359999999999,638.11800000000017,510.49439999999998,421.15787999999969,255.24719999999999,127.62360000000018,0,10.3]
[null,null,"1999-10-18T12:29:59.999",10,18,13,1,"všední",12.8,12.8,324,1003.5359999999999,501.76800000000014,401.41439999999994,331.16688000000016,200.70719999999997,100.35360000000018,0,12.8]
[null,null,"1999-10-18T16:29:59.999",10,18,17,1,"všední",11.7,"","",{"$f":"IF($K6990=\"\",0,$K6990/3600*1.2*1010*($L$1-(L$11*($L$1-$I6990)+$I6990)))","v":0},{"$f":"IF($K6990=\"\",0,$K6990/3600*1.2*1010*($L$1-(M$11/100*($L$1-$I6990)+$I6990)))","v":0},0,0,0,0,0,11.7]
[null,null,"1999-10-18T19:29:59.999",10,18,20,1,"všední",8.6,"","",0,0,0,0,0,0,0,8.6]
[null,null,"1999-10-18T20:29:59.999",10,18,21,1,"všední",7.9,"","",0,0,0,0,0,0,0,7.9]
[null,null,"1999-10-18T23:29:59.999",10,18,24,1,"všední",5.2,"","",0,0,0,0,0,0,0,5.2]
[null,null,"1999-10-19T02:29:59.999",10,19,3,2,"všední",4.0999999999999996,"","",0,0,0,0,0,0,0,4.0999999999999996]
[null,null,"1999-10-19T06:29:59.999",10,19,7,2,"všední",4.5999999999999996,"","",0,0,0,0,0,0,0,4.5999999999999996]
[null,null,"1999-10-19T09:29:59.999",10,19,10,2,"všední",5.5,5.5,324,1799.82,899.91,719.928,593.94060000000002,359.96399999999966,179.98199999999983,0,5.5]
[null,null,"1999-10-19T13:29:59.999",10,19,14,2,"všední",7.8,7.8,162,774.46799999999996,387.23400000000009,309.78719999999998,255.57443999999998,154.89359999999999,77.446800000000096,0,7.8]
[null,null,"1999-10-19T17:29:59.999",10,19,{"$f":"F6991","v":18},2,"všední",7.3,"","",0,0,0,0,0,0,0,7.3]
[null,null,"1999-10-19T20:29:59.999",10,19,21,2,"všední",7,"","",0,0,0,0,0,0,0,7]
[null,null,"1999-10-19T21:29:59.999",10,19,22,2,"všední",7,"","",0,0,0,0,0,0,0,7]
[null,null,"1999-10-20T00:29:59.999",10,20,1,3,"všední",7.2,"","",0,0,0,0,0,0,0,7.2]
[null,null,"1999-10-20T03:29:59.999",10,20,4,3,"všední",7.3,"","",0,0,0,0,0,0,0,7.3]
[null,null,"1999-10-20T07:29:59.999",10,20,8,3,"všední",7.9,7.9,162,769.01400000000001,384.50700000000001,307.60560000000004,253.77461999999991,153.80280000000002,76.90140000000001,0,7.9]
[null,null,"1999-10-20T10:29:59.999",10,20,11,3,"všední",11.4,11.4,324,1156.248,578.12400000000002,462.4992000000002,381.56183999999973,231.24959999999973,115.62480000000025,0,11.4]
[null,null,"1999-10-20T15:29:59.999",10,20,16,3,"všední",11,"","",0,0,0,0,0,0,0,11]
[null,null,"1999-10-20T18:29:59.999",10,20,19,3,"všední",10.9,"","",0,0,0,0,0,0,0,10.9]
[null,null,"1999-10-20T21:29:59.999",10,20,22,3,"všední",10.199999999999999,"","",0,0,0,0,0,0,0,10.199999999999999]
[null,null,"1999-10-20T22:29:59.999",10,20,23,3,"všední",10.3,"","",0,0,0,0,0,0,0,10.3]
[null,null,"1999-10-21T01:29:59.999",10,21,2,4,"všední",10.3,"","",0,0,0,0,0,0,0,10.3]
[null,null,"1999-10-21T04:29:59.999",10,21,5,4,"všední",10,"","",0,0,0,0,0,0,0,10]
[null,null,"1999-10-21T07:29:59.999",10,21,8,4,"všední",9.8000000000000007,9.8000000000000007,162,665.38799999999992,332.69399999999996,266.15519999999992,219.57803999999999,133.07759999999988,66.538799999999938,0,9.8000000000000007]
[null,null,"1999-10-21T12:29:59.999",10,21,13,4,"všední",11.3,11.3,324,1167.1559999999999,583.5780000000002,466.86240000000009,385.16147999999987,233.43120000000005,116.71560000000002,0,11.3]
[null,null,"1999-10-21T16:29:59.999",10,21,17,4,"všední",11.4,{"$f":"+IF(K7062=\"\",\"\",I7062)","v":""},"",0,0,0,0,0,0,0,11.4]
[null,null,"1999-10-21T19:29:59.999",10,21,20,4,"všední",10.7,"","",0,0,0,0,0,0,0,10.7]
[null,null,"1999-10-21T22:29:59.999",10,21,23,4,"všední",7.6,"","",0,0,0,0,0,0,0,7.6]
[null,null,"1999-10-21T23:29:59.999",10,21,24,4,"všední",7.2,"","",0,0,0,0,0,0,0,7.2]
[null,null,"1999-10-22T02:29:59.999",10,22,3,5,"všední",6.1,"","",0,0,0,0,0,0,0,6.1]
[null,null,"1999-10-22T06:29:59.999",10,22,7,5,"všední",7.2,"","",0,0,0,0,0,0,0,7.2]
[null,null,"1999-10-22T08:29:59.999",10,22,9,5,"všední",8,8,324,1527.12,763.56,610.84800000000018,503.94959999999969,305.42399999999969,152.71199999999985,0,8]
[null,null,"1999-10-22T13:29:59.999",10,22,14,5,"všední",11.2,11.2,162,589.03200000000004,294.51599999999991,235.61280000000002,194.38056,117.80640000000001,58.903199999999906,0,11.2]
[null,null,"1999-10-22T17:29:59.999",10,22,18,5,"všední",9.8000000000000007,"","",0,0,0,0,0,0,0,9.8000000000000007]
[null,null,"1999-10-22T20:29:59.999",10,22,21,5,"všední",9,"","",0,0,0,0,0,0,0,9]
[null,null,"1999-10-22T23:29:59.999",10,22,24,5,"všední",8.6999999999999993,"","",0,0,0,0,0,0,0,8.6999999999999993]
[null,null,"1999-10-23T00:29:59.999",10,23,1,6,"víkend",8.6,"","",0,0,0,0,0,0,0,8.6]
[null,null,"1999-10-23T03:29:59.999",10,23,4,6,"víkend",8.4,"","",0,0,0,0,0,0,0,8.4]
[null,null,"1999-10-23T09:29:59.999",10,23,10,6,"víkend",9.5,"","",0,0,0,0,0,0,0,9.5]
[null,null,"1999-10-23T11:29:59.999",10,23,12,6,"víkend",9.5,"","",0,0,0,0,0,0,0,9.5]
[null,null,"1999-10-23T14:29:59.999",10,23,15,6,"víkend",10.8,"","",0,0,0,0,0,0,0,10.8]
[null,null,"1999-10-23T18:29:59.999",10,23,19,6,"víkend",10.199999999999999,"","",0,0,0,0,0,0,0,10.199999999999999]
[null,null,"1999-10-23T21:29:59.999",10,23,22,6,"víkend",9.6,"","",0,0,0,0,0,0,0,9.6]
[null,null,"1999-10-24T00:29:59.999",10,24,1,7,"víkend",9.1999999999999993,"","",{"$f":"IF($K7118=\"\",0,$K7118/3600*1.2*1010*($L$1-(L$11*($L$1-$I7118)+$I7118)))","v":0},0,0,0,0,0,0,9.1999999999999993]
[null,null,"1999-10-24T01:29:59.999",10,24,2,{"$f":"WEEKDAY(C7119-1)","v":7},{"$f":"IF(G7119=6,\"víkend\",IF(G7119=7,\"víkend\",IF(OR(D7119=7,D7119=8),\"prázdniny\",IF(AND(D7119=1,E7119=1),\"prázdniny\",\"všední\"))))","v":"víkend"},9.3000000000000007,"",{"$f":"IF(OR(H7119=\"víkend\",H7119=\"prázdniny\"),\"\",IF(I7119>13,0,IF(OR(F7119<$E$5,F7119>$E$6),\"\",IF(OR(F7119=8,F7119=14),$L$4/2,$L$4))))","v":""},0,0,0,0,0,0,0,9.3000000000000007]
[null,null,"1999-10-24T06:29:59.999",10,24,7,7,"víkend",8.4,"","",0,0,0,0,0,0,0,8.4]
[null,null,"1999-10-24T09:29:59.999",10,24,10,7,"víkend",11.2,"","",0,0,0,0,0,0,0,11.2]
[null,null,"1999-10-24T12:29:59.999",10,24,13,7,"víkend",14,"","",0,0,0,0,0,0,0,14]
[null,null,"1999-10-24T15:29:59.999",10,24,16,7,"víkend",13.6,"","",0,0,0,0,{"$f":"IF($K7133=\"\",0,$K7133/3600*1.2*1010*($L$1-(P$11/100*($L$1-$I7133)+$I7133)))","v":0},0,0,13.6]
[null,null,"1999-10-24T19:29:59.999",10,24,20,7,"víkend",10.7,"","",0,0,0,0,0,0,0,10.7]
[null,null,"1999-10-24T22:29:59.999",10,24,23,7,"víkend",9.9,"","",0,0,0,0,0,0,0,9.9]
[null,null,"1999-10-24T23:29:59.999",10,24,24,7,"víkend",9.6999999999999993,"","",0,0,0,0,0,0,0,9.6999999999999993]
[null,null,"1999-10-25T02:29:59.999",10,25,3,1,"všední",8.6999999999999993,"","",0,0,0,0,0,0,0,8.6999999999999993]
[null,null,"1999-10-25T07:29:59.999",10,25,8,1,"všední",8.4,8.4,162,741.74399999999991,370.87200000000001,296.69759999999985,244.77551999999997,148.34879999999993,74.174399999999963,0,8.4]
[null,null,"1999-10-25T10:29:59.999",10,25,11,1,"všední",9.4,9.4,324,1374.4079999999999,687.20400000000006,549.76319999999987,453.55464000000012,274.88159999999993,137.44079999999977,0,9.4]
[null,null,"1999-10-25T13:29:59.999",10,25,14,1,"všední",8.4,8.4,162,741.74399999999991,370.87200000000001,296.69759999999985,244.77551999999997,148.34879999999993,74.174399999999963,0,8.4]
[null,null,"1999-10-25T16:29:59.999",10,25,17,1,"všední",7.7,"","",0,0,0,0,0,0,0,7.7]
[null,null,"1999-10-25T20:29:59.999",10,25,21,1,"všední",7.4,"","",0,0,0,0,0,0,0,7.4]
[null,null,"1999-10-25T23:29:59.999",10,25,24,1,"všední",6.8,"","",0,0,0,0,0,0,0,6.8]
[null,null,"1999-10-26T00:29:59.999",10,26,1,2,"všední",6.6,"","",0,0,0,0,0,0,0,6.6]
[null,null,"1999-10-26T04:29:59.999",10,26,5,2,"všední",3,"","",0,0,0,0,0,0,0,3]
[null,null,"1999-10-26T07:29:59.999",10,26,8,2,"všední",3.4,3.4,162,1014.4440000000001,507.22199999999992,405.77759999999995,334.7665199999999,202.88879999999995,101.44439999999997,0,3.4]
[null,null,"1999-10-26T11:29:59.998",10,26,12,2,"všední",8.4,8.4,324,1483.4879999999998,741.74400000000003,593.3951999999997,489.55103999999994,296.69759999999985,148.34879999999993,0,8.4]
[null,null,"1999-10-26T14:29:59.998",10,26,15,2,"všední",8.4,"","",0,0,0,0,0,0,0,8.4]
[null,null,{"$f":"C7183+1/24","v":"1999-10-26T18:29:59.998"},10,26,19,2,"všední",5.4,"","",0,0,0,0,0,0,0,5.4]
[null,null,"1999-10-26T21:29:59.998",10,26,22,2,"všední",3.6,"","",0,0,0,0,0,0,0,3.6]
[null,null,"1999-10-27T00:29:59.998",10,27,1,3,"všední",2,{"$f":"+IF(K7190=\"\",\"\",I7190)","v":""},"",0,0,0,0,0,0,0,2]
[null,null,"1999-10-27T01:29:59.998",10,27,2,3,"všední",1.5,"","",0,0,0,0,0,0,0,1.5]
[null,null,"1999-10-27T05:29:59.998",10,27,6,3,"všední",-0.4,"","",0,0,0,0,0,0,0,-0.4]
[null,null,"1999-10-27T08:29:59.998",10,27,9,3,"všední",3.4,3.4,324,2028.8880000000001,1014.4439999999998,811.5551999999999,669.5330399999998,405.77759999999989,202.88879999999995,0,3.4]
[null,null,"1999-10-27T12:29:59.998",10,27,13,3,"všední",8.8000000000000007,8.8000000000000007,324,1439.856,719.928,575.94240000000013,475.1524800000002,287.97120000000007,143.98560000000003,0,8.8000000000000007]
[null,null,"1999-10-27T15:29:59.998",10,27,16,3,"všední",9.3000000000000007,"","",0,0,0,0,0,0,0,9.3000000000000007]
[null,null,"1999-10-27T19:29:59.998",10,27,20,3,"všední",6.1,"","",0,0,0,0,0,0,0,6.1]
[null,null,"1999-10-27T22:29:59.998",10,27,23,3,"všední",4.0999999999999996,"","",0,0,0,0,0,0,0,4.0999999999999996]
[null,null,"1999-10-28T01:29:59.998",10,28,2,4,"všední",3.3,"","",0,0,0,0,0,0,0,3.3]
[null,null,"1999-10-28T02:29:59.998",10,28,3,4,"všední",3.4,"","",0,0,0,0,0,0,0,3.4]
[null,null,"1999-10-28T06:29:59.998",10,28,7,4,"všední",3,"","",0,0,0,0,0,0,0,3]
[null,null,"1999-10-28T09:29:59.998",10,28,10,4,"všední",8.1999999999999993,8.1999999999999993,324,1505.3040000000001,752.65200000000004,602.12160000000029,496.75032000000022,301.0607999999998,150.5303999999999,0,8.1999999999999993]
[null,null,"1999-10-28T13:29:59.998",10,28,14,4,"všední",9.6,9.6,162,676.29600000000005,338.14799999999997,270.51840000000004,223.17767999999992,135.25919999999982,67.62960000000011,0,9.6]
[null,null,"1999-10-28T16:29:59.998",10,28,17,4,"všední",7.2,"","",0,0,0,0,0,0,0,7.2]
[null,null,"1999-10-28T20:29:59.998",10,28,21,4,"všední",6.4,"","",0,0,0,0,0,0,0,6.4]
[null,null,"1999-10-28T23:29:59.998",10,28,24,4,"všední",6.2,"","",0,0,0,0,0,0,0,6.2]
[null,null,"1999-10-29T03:29:59.998",10,29,4,5,"všední",5.3,"","",0,0,0,0,0,0,0,5.3]
[null,null,"1999-10-29T04:29:59.998",10,29,5,5,"všední",4.0999999999999996,"","",0,0,0,0,0,0,0,4.0999999999999996]
[null,null,"1999-10-29T07:29:59.998",10,29,8,5,"všední",3.4,3.4,162,1014.4440000000001,507.22199999999992,405.77759999999995,334.7665199999999,202.88879999999995,101.44439999999997,0,3.4]
[null,null,"1999-10-29T11:29:59.998",10,29,12,5,"všední",7,7,324,1636.2,818.1,654.48,539.94599999999991,327.24,163.62,0,7]
[null,null,"1999-10-29T14:29:59.998",10,29,15,5,"všední",6.8,"","",0,0,0,0,0,0,0,6.8]
[null,null,"1999-10-29T17:29:59.998",10,29,18,5,"všední",4.5,"","",0,0,0,0,0,0,0,4.5]
[null,null,"1999-10-29T21:29:59.998",10,29,22,5,"všední",2.1,"","",0,0,0,0,0,0,0,2.1]
[null,null,"1999-10-30T00:29:59.998",10,30,1,6,"víkend",2.1,"","",0,0,0,0,0,0,0,2.1]
[null,null,"1999-10-30T04:29:59.998",10,30,5,6,"víkend",0.2,"","",0,0,0,0,0,0,0,0.2]
[null,null,"1999-10-30T05:29:59.998",10,30,6,6,"víkend",0.2,"","",0,0,0,0,0,0,0,0.2]
[null,null,"1999-10-30T08:29:59.998",10,30,9,6,"víkend",2.6,"","",0,0,0,0,0,0,0,2.6]
[null,null,"1999-10-30T12:29:59.998",10,30,13,6,"víkend",9.6,"","",0,0,0,0,0,0,0,9.6]
[null,null,"1999-10-30T15:29:59.998",10,30,16,6,"víkend",7.8,"","",0,0,0,0,0,0,0,7.8]
[null,null,"1999-10-30T18:29:59.998",10,30,19,6,"víkend",3.9,"","",0,0,0,0,0,0,0,3.9]
[null,null,"1999-10-30T21:29:59.998",10,30,22,6,"víkend",1.8,"","",0,0,0,0,0,0,0,1.8]
[null,null,"1999-10-31T02:29:59.998",10,30,3,7,"víkend",0,"","",0,0,0,0,0,0,0,0]
[null,null,"1999-10-31T05:29:59.998",10,30,6,7,"víkend",-2.1,"","",0,0,0,0,0,0,0,-2.1]
[null,null,"1999-10-31T06:29:59.998",10,30,7,7,"víkend",-1.6,"","",0,0,0,0,0,0,0,-1.6]
[null,null,"1999-10-31T09:29:59.998",10,30,10,7,"víkend",3,"","",0,0,0,0,0,0,0,3]
[null,null,"1999-10-31T13:29:59.998",10,30,14,7,"víkend",8.6999999999999993,"","",0,0,0,0,0,0,0,8.6999999999999993]
[null,null,"1999-10-31T16:29:59.998",10,30,17,7,"víkend",6.2,"","",0,0,0,0,0,0,0,6.2]
[null,null,"1999-10-31T19:29:59.998",10,30,20,7,"víkend",2.6,"","",0,0,0,0,0,0,0,2.6]
[null,null,"1999-10-31T22:29:59.998",10,30,23,7,"víkend",1.8,"","",0,0,0,0,0,0,0,1.8]
[null,null,"1999-11-01T03:29:59.998",11,1,4,1,"všední",4.9000000000000004,"","",0,0,0,0,0,0,0,4.9000000000000004]
[null,null,"1999-11-01T04:29:59.998",11,1,5,1,"všední",6.7,"","",0,0,0,0,0,0,0,6.7]
[null,null,"1999-11-01T07:29:59.998",11,1,8,1,"všední",7.2,7.2,162,807.19200000000001,403.59599999999989,322.87679999999989,266.37335999999999,161.43839999999986,80.719200000000015,0,7.2]
[null,null,"1999-11-01T10:29:59.998",11,1,11,1,"všední",9.6999999999999993,9.6999999999999993,324,1341.684,670.84199999999998,536.67360000000019,442.75571999999971,268.3368000000001,134.16840000000005,0,9.6999999999999993]
[null,null,"1999-11-01T14:29:59.998",11,1,15,1,"všední",11.7,"","",0,0,0,0,0,0,0,11.7]
[null,null,"1999-11-01T17:29:59.998",11,1,18,1,"všední",11.9,"","",0,0,0,0,0,0,0,11.9]
[null,null,"1999-11-01T19:29:59.998",11,1,20,1,"všední",11.4,"","",0,0,0,0,0,0,0,11.4]
[null,null,"1999-11-02T01:29:59.998",11,2,{"$f":"F7311","v":2},2,"všední",10.199999999999999,"","",0,0,0,0,0,0,0,10.199999999999999]
[null,null,"1999-11-02T04:29:59.998",11,2,5,2,"všední",9.1999999999999993,"","",0,0,0,0,0,0,0,9.1999999999999993]
[null,null,"1999-11-02T05:29:59.998",11,2,6,2,"všední",8.6999999999999993,"","",0,0,0,0,0,0,0,8.6999999999999993]
[null,null,"1999-11-02T08:29:59.998",11,2,9,2,"všední",10.9,10.9,324,1210.788,605.39400000000012,484.31520000000012,399.56004000000001,242.15759999999986,121.07879999999993,0,10.9]
[null,null,"1999-11-02T11:29:59.998",11,2,12,2,"všední",12.4,12.4,324,1047.1679999999999,523.58400000000006,418.86719999999997,345.56543999999991,209.43360000000018,104.71680000000009,0,12.4]
[null,null,"1999-11-02T15:29:59.998",11,2,16,2,"všední",12.3,"","",0,0,0,0,0,0,0,12.3]
[null,null,"1999-11-02T20:29:59.998",11,2,21,2,"všední",12,"","",0,0,0,0,0,0,0,12]
[null,null,"1999-11-02T23:29:59.998",11,2,24,2,"všední",12,"","",0,0,0,0,0,0,0,12]
[null,null,"1999-11-03T02:29:59.998",11,3,3,3,"všední",11.7,"","",0,0,0,0,0,0,0,11.7]
[null,null,"1999-11-03T05:29:59.998",11,3,6,3,"všední",11.5,"","",0,0,0,0,0,0,0,11.5]
[null,null,"1999-11-03T06:29:59.998",11,3,7,3,"všední",11.4,"","",0,0,0,0,0,0,0,11.4]
[null,null,"1999-11-03T09:29:59.998",11,3,10,3,"všední",12.3,12.3,324,1058.0759999999998,529.03800000000012,423.23039999999986,349.16508000000005,211.61519999999976,105.80759999999988,0,12.3]
[null,null,"1999-11-03T12:29:59.998",11,3,13,3,"všední",13.7,13.7,0,0,0,0,0,0,0,0,13.7]
[null,null,"1999-11-03T16:29:59.998",11,3,17,3,"všední",11.6,"","",{"$f":"IF($K7374=\"\",0,$K7374/3600*1.2*1010*($L$1-(L$11*($L$1-$I7374)+$I7374)))","v":0},0,0,0,0,0,0,11.6]
[null,null,"1999-11-03T21:29:59.998",11,3,22,3,"všední",9.6,"","",0,0,0,0,0,0,0,9.6]
[null,null,"1999-11-04T00:29:59.998",11,4,1,4,"všední",8.6999999999999993,{"$f":"+IF(K7382=\"\",\"\",I7382)","v":""},"",0,0,0,0,0,0,0,8.6999999999999993]
[null,null,"1999-11-04T03:29:59.998",11,4,4,4,"všední",10.3,"","",0,0,0,0,0,0,0,10.3]
[null,null,"1999-11-04T06:29:59.998",11,4,7,4,"všední",9.4,"","",0,0,0,0,{"$f":"IF($K7388=\"\",0,$K7388/3600*1.2*1010*($L$1-(P$11/100*($L$1-$I7388)+$I7388)))","v":0},0,0,9.4]
[null,null,"1999-11-04T07:29:59.998",11,4,8,4,"všední",9.6,9.6,162,676.29600000000005,338.14799999999997,270.51840000000004,223.17767999999992,135.25919999999982,67.62960000000011,0,9.6]
[null,null,"1999-11-04T10:29:59.998",11,4,11,4,"všední",14.4,14.4,0,0,0,0,0,0,0,0,14.4]
[null,null,"1999-11-04T13:29:59.998",11,4,14,4,"všední",16.3,16.3,0,0,0,0,0,0,0,0,16.3]
[null,null,"1999-11-04T18:29:59.998",11,4,19,4,"všední",11,"","",0,0,0,0,0,0,0,11]
[null,null,"1999-11-04T21:29:59.998",11,4,22,4,"všední",9.9,"","",0,0,0,0,0,0,0,9.9]
[null,null,"1999-11-05T01:29:59.998",11,5,2,5,"všední",8.4,"","",0,0,0,0,0,0,0,8.4]
[null,null,"1999-11-05T04:29:59.998",11,5,5,5,"všední",6.7,"","",0,0,0,0,0,0,0,6.7]
[null,null,"1999-11-05T07:29:59.998",11,5,8,5,"všední",5.8,5.8,162,883.548,441.77400000000006,353.41919999999999,291.57083999999998,176.70959999999991,88.354800000000054,0,5.8]
[null,null,"1999-11-05T08:29:59.998",11,5,9,5,"všední",6.2,6.2,324,1723.4639999999999,861.73199999999986,689.38560000000007,568.74311999999986,344.69280000000003,172.34639999999982,0,6.2]
[null,null,"1999-11-05T11:29:59.998",11,5,12,5,"všední",12.9,12.9,324,992.62799999999993,496.31400000000008,397.05120000000005,327.56724000000003,198.52560000000003,99.262800000000013,0,12.9]
[null,null,"1999-11-05T15:29:59.998",11,5,16,5,"všední",13.2,13.2,0,0,0,0,0,0,0,0,13.2]
[null,null,"1999-11-05T19:29:59.998",11,5,20,5,"všední",10.5,"","",0,0,0,0,0,0,0,10.5]
[null,null,"1999-11-05T22:29:59.998",11,5,23,5,"všední",8.6999999999999993,"","",0,0,0,0,0,0,0,8.6999999999999993]
[null,null,"1999-11-06T02:29:59.998",11,6,3,6,"víkend",6.6,"","",0,0,0,0,0,0,0,6.6]
[null,null,"1999-11-06T05:29:59.998",11,6,6,6,"víkend",5.3,"","",0,0,0,0,0,0,0,5.3]
[null,null,"1999-11-06T08:29:59.998",11,6,9,6,"víkend",8.1999999999999993,"","",{"$f":"IF($K7438=\"\",0,$K7438/3600*1.2*1010*($L$1-(L$11*($L$1-$I7438)+$I7438)))","v":0},0,0,0,0,0,0,8.1999999999999993]
[null,null,"1999-11-06T09:29:59.998",11,6,10,{"$f":"WEEKDAY(C7439-1)","v":6},{"$f":"IF(G7439=6,\"víkend\",IF(G7439=7,\"víkend\",IF(OR(D7439=7,D7439=8),\"prázdniny\",IF(AND(D7439=1,E7439=1),\"prázdniny\",\"všední\"))))","v":"víkend"},10.199999999999999,"",{"$f":"IF(OR(H7439=\"víkend\",H7439=\"prázdniny\"),\"\",IF(I7439>13,0,IF(OR(F7439<$E$5,F7439>$E$6),\"\",IF(OR(F7439=8,F7439=14),$L$4/2,$L$4))))","v":""},0,0,0,0,0,0,0,10.199999999999999]
[null,null,"1999-11-06T12:29:59.998",11,6,13,6,"víkend",11.2,"","",0,0,0,0,0,0,0,11.2]
[null,null,"1999-11-06T16:29:59.998",11,6,17,6,"víkend",11.2,{"$f":"+IF(K7446=\"\",\"\",I7446)","v":""},"",0,0,0,0,0,0,0,11.2]
[null,null,"1999-11-06T20:29:59.998",11,6,21,6,"víkend",11.9,"","",0,0,0,0,0,0,0,11.9]
[null,null,"1999-11-06T23:29:59.998",11,6,24,6,"víkend",12.1,"","",0,0,0,0,0,0,0,12.1]
[null,null,"1999-11-07T03:29:59.998",11,7,4,7,"víkend",12.3,"","",0,0,0,0,0,0,0,12.3]
[null,null,"1999-11-07T06:29:59.998",11,7,7,7,"víkend",13.2,"","",0,0,0,0,0,0,0,13.2]
[null,null,"1999-11-07T07:29:59.998",11,7,8,7,"víkend",12.5,"","",0,0,0,0,0,0,0,12.5]
[null,null,"1999-11-07T10:29:59.998",11,7,11,7,"víkend",10.7,"","",0,0,0,0,0,0,0,10.7]
[null,null,"1999-11-07T13:29:59.998",11,7,14,7,"víkend",10.8,"","",0,0,0,0,0,0,0,10.8]
[null,null,"1999-11-07T18:29:59.998",11,7,19,7,"víkend",9.4,"","",0,0,0,0,0,0,0,9.4]
[null,null,"1999-11-07T21:29:59.998",11,7,22,7,"víkend",9.4,"","",0,0,0,0,0,0,0,9.4]
[null,null,"1999-11-08T00:29:59.998",11,8,1,1,"všední",7.7,"","",0,0,0,0,0,0,0,7.7]
[null,null,"1999-11-08T04:29:59.998",11,8,5,1,"všední",7.1,"","",0,0,0,0,0,0,0,7.1]
[null,null,"1999-11-08T07:29:59.998",11,8,8,1,"všední",6.8,6.8,162,829.00799999999992,414.50400000000008,331.60320000000007,273.57264000000009,165.80159999999995,82.900799999999975,0,6.8]
[null,null,"1999-11-08T08:29:59.998",11,8,9,1,"všední",7.4,7.4,324,1592.568,796.28400000000011,637.02719999999999,525.54743999999971,318.51360000000017,159.25680000000008,0,7.4]
[null,null,"1999-11-08T14:29:59.998",11,8,15,1,"všední",6.9,"","",0,{"$f":"IF($K7492=\"\",0,$K7492/3600*1.2*1010*($L$1-(M$11/100*($L$1-$I7492)+$I7492)))","v":0},0,0,0,0,0,6.9]
[null,null,"1999-11-08T15:29:59.998",11,8,16,1,"všední",6.6,"","",0,0,0,0,0,0,0,6.6]
[null,null,"1999-11-08T19:29:59.998",11,8,20,1,"všední",4.9000000000000004,"","",0,0,0,0,0,0,0,4.9000000000000004]
[null,null,"1999-11-08T22:29:59.998",11,8,23,1,"všední",3.6,"","",0,0,0,0,0,0,0,3.6]
[null,null,"1999-11-09T01:29:59.998",11,9,2,{"$f":"WEEKDAY(C7503-1)","v":2},{"$f":"IF(G7503=6,\"víkend\",IF(G7503=7,\"víkend\",IF(OR(D7503=7,D7503=8),\"prázdniny\",IF(AND(D7503=1,E7503=1),\"prázdniny\",\"všední\"))))","v":"všední"},2.9,"",{"$f":"IF(OR(H7503=\"víkend\",H7503=\"prázdniny\"),\"\",IF(I7503>13,0,IF(OR(F7503<$E$5,F7503>$E$6),\"\",IF(OR(F7503=8,F7503=14),$L$4/2,$L$4))))","v":""},0,{"$f":"IF($K7503=\"\",0,$K7503/3600*1.2*1010*($L$1-(M$11/100*($L$1-$I7503)+$I7503)))","v":0},0,0,0,0,0,2.9]
[null,null,"1999-11-09T05:29:59.998",11,9,6,2,"všední",2.2999999999999998,"","",0,0,0,0,0,0,0,2.2999999999999998]
[null,null,"1999-11-09T08:29:59.998",11,9,9,2,"všední",5.2,{"$f":"+IF(K7510=\"\",\"\",I7510)","v":5.2},324,1832.5440000000001,916.27199999999982,733.0175999999999,604.73951999999963,366.50879999999995,183.25439999999998,0,5.2]
[null,null,"1999-11-09T09:29:59.998",11,9,10,2,"všední",6.8,6.8,324,1658.0159999999998,829.00800000000015,663.20640000000014,547.14528000000018,331.6031999999999,165.80159999999995,0,6.8]
[null,null,"1999-11-09T15:29:59.998",11,9,16,2,"všední",8.6,"","",0,0,0,0,0,0,0,8.6]
[null,null,"1999-11-09T16:29:59.998",11,9,17,2,"všední",8.1999999999999993,"","",0,0,0,0,0,0,0,8.1999999999999993]
[null,null,"1999-11-09T20:29:59.998",11,9,21,2,"všední",7,"","",0,0,0,0,0,0,0,7]
[null,null,"1999-11-09T23:29:59.998",11,9,24,2,"všední",6.4,"","",0,{"$f":"IF($K7525=\"\",0,$K7525/3600*1.2*1010*($L$1-(M$11/100*($L$1-$I7525)+$I7525)))","v":0},0,0,0,0,0,6.4]
[null,null,"1999-11-10T03:29:59.998",11,10,4,3,"všední",5,"","",0,0,0,0,0,0,0,5]
[null,null,"1999-11-10T06:29:59.998",11,10,7,3,"všední",4.3,"","",0,0,0,0,0,0,0,4.3]
[null,null,"1999-11-10T09:29:59.998",11,10,10,3,"všední",8.3000000000000007,8.3000000000000007,324,1494.396,747.19799999999998,597.75840000000005,493.15068000000008,298.8791999999998,149.43959999999973,0,8.3000000000000007]
[null,null,"1999-11-10T12:29:59.998",11,10,13,3,"všední",9.8000000000000007,9.8000000000000007,324,1330.7759999999998,665.38799999999992,532.31039999999985,439.15607999999997,266.15519999999975,133.07759999999988,0,9.8000000000000007]
[null,null,"1999-11-10T14:29:59.998",11,10,15,3,"všední",9.4,"","",0,0,0,0,0,0,0,9.4]
[null,null,"1999-11-10T17:29:59.998",11,10,18,3,"všední",5.7,"","",0,0,0,0,0,0,0,5.7]
[null,null,"1999-11-10T21:29:59.998",11,10,22,3,"všední",4.5999999999999996,"","",0,0,0,0,0,0,0,4.5999999999999996]
[null,null,"1999-11-11T00:29:59.998",11,11,1,4,"všední",4.3,"","",0,0,0,0,0,0,0,4.3]
[null,null,"1999-11-11T04:29:59.998",11,11,5,4,"všední",3.6,"","",0,0,0,0,0,0,0,3.6]
[null,null,"1999-11-11T07:29:59.998",11,11,8,4,"všední",3.4,3.4,162,1014.4440000000001,507.22199999999992,405.77759999999995,334.7665199999999,202.88879999999995,101.44439999999997,0,3.4]
[null,null,"1999-11-11T09:29:59.998",11,11,10,4,"všední",5.6,5.6,324,1788.9119999999998,894.45600000000013,715.56480000000022,590.34095999999988,357.78240000000011,178.89120000000005,0,5.6]
[null,null,"1999-11-11T12:29:59.998",11,11,13,4,"všední",11,11,324,1199.8799999999999,599.93999999999994,479.95199999999983,395.96039999999988,239.97599999999991,119.98800000000016,0,11]
[null,null,"1999-11-11T15:29:59.998",11,11,16,4,"všední",10.1,"","",0,0,0,0,0,0,0,10.1]
[null,null,{"$f":"C7567+1/24","v":"1999-11-11T18:29:59.998"},11,11,19,4,"všední",8,"","",0,0,0,0,0,0,0,8]
[null,null,"1999-11-11T22:29:59.998",11,11,23,4,"všední",5.2,"","",0,0,0,0,0,0,0,5.2]
[null,null,"1999-11-12T01:29:59.998",11,12,2,5,"všední",5.2,"","",0,0,0,0,0,0,0,5.2]
[null,null,"1999-11-12T05:29:59.998",11,12,6,5,"všední",5,"","",0,0,0,0,{"$f":"IF($K7579=\"\",0,$K7579/3600*1.2*1010*($L$1-(P$11/100*($L$1-$I7579)+$I7579)))","v":0},0,0,5]
[null,null,"1999-11-12T08:29:59.998",11,12,9,5,"všední",4.5,4.5,324,1908.8999999999999,954.44999999999993,763.56,629.93699999999978,381.78,190.89,0,4.5]
[null,null,"1999-11-12T10:29:59.998",11,12,11,5,"všední",6.6,6.6,324,1679.8320000000001,839.91599999999994,671.93280000000004,554.34456000000011,335.96639999999979,167.9831999999999,0,6.6]
[null,null,"1999-11-12T13:29:59.998",11,12,14,5,"všední",8.4,8.4,162,741.74399999999991,370.87200000000001,296.69759999999985,244.77551999999997,148.34879999999993,74.174399999999963,0,8.4]
[null,null,"1999-11-12T16:29:59.998",11,12,17,5,"všední",7.4,"","",0,0,0,0,0,0,0,7.4]
[null,null,"1999-11-12T20:29:59.998",11,12,21,5,"všední",7.2,"","",0,0,0,0,0,0,0,7.2]
[null,null,"1999-11-12T23:29:59.998",11,12,24,5,"všední",9.1999999999999993,"","",0,0,0,0,0,0,0,9.1999999999999993]
[null,null,"1999-11-13T02:29:59.998",11,13,3,6,"víkend",5,"","",0,0,0,0,0,0,0,5]
[null,null,"1999-11-13T06:29:59.998",11,13,7,6,"víkend",4.5,"","",0,0,0,0,0,0,0,4.5]
[null,null,"1999-11-13T07:29:59.998",11,13,8,6,"víkend",4.5999999999999996,"","",0,0,0,0,0,0,0,4.5999999999999996]
[null,null,"1999-11-13T13:29:59.998",11,13,14,6,"víkend",11.8,"","",0,0,0,0,0,0,0,11.8]
[null,null,"1999-11-13T14:29:59.998",11,13,15,6,"víkend",11.4,"","",0,0,0,0,0,0,0,11.4]
[null,null,"1999-11-13T17:29:59.998",11,13,18,6,"víkend",9.6,"","",0,0,0,0,0,0,0,9.6]
[null,null,"1999-11-13T21:29:59.998",11,13,22,6,"víkend",6.2,"","",0,0,0,0,0,0,0,6.2]
[null,null,"1999-11-14T00:29:59.998",11,14,1,7,"víkend",4.5999999999999996,"","",0,0,0,0,0,0,0,4.5999999999999996]
[null,null,"1999-11-14T03:29:59.998",11,14,4,7,"víkend",4.2,"","",0,0,0,0,0,0,0,4.2]
[null,null,"1999-11-14T08:29:59.998",11,14,9,7,"víkend",3.9,"","",{"$f":"IF($K7630=\"\",0,$K7630/3600*1.2*1010*($L$1-(L$11*($L$1-$I7630)+$I7630)))","v":0},0,0,0,0,0,0,3.9]
[null,null,"1999-11-14T11:29:59.998",11,14,12,7,"víkend",3.8,"","",0,0,0,0,0,0,0,3.8]
[null,null,"1999-11-14T12:29:59.998",11,14,13,7,"víkend",4.0999999999999996,"","",0,0,0,0,0,0,0,4.0999999999999996]
[null,null,"1999-11-14T15:29:59.998",11,14,16,7,"víkend",3.4,"","",0,0,0,0,0,0,0,3.4]
[null,null,"1999-11-14T18:29:59.998",11,14,19,7,"víkend",2.9,"","",0,0,0,0,0,0,0,2.9]
[null,null,"1999-11-14T22:29:59.998",11,14,23,7,"víkend",2.6,"","",0,0,0,0,0,0,0,2.6]
[null,null,"1999-11-15T01:29:59.998",11,15,2,1,"všední",2.5,"","",0,0,0,0,0,0,0,2.5]
[null,null,"1999-11-15T04:29:59.998",11,15,5,1,"všední",2.5,"","",0,0,0,0,0,0,0,2.5]
[null,null,"1999-11-15T09:29:59.998",11,15,{"$f":"F7631","v":10},1,"všední",3.8,3.8,324,1985.2559999999999,992.62800000000016,794.1024000000001,655.13448000000005,397.05120000000005,198.52560000000003,0,3.8]
[null,null,"1999-11-15T12:29:59.998",11,15,13,1,"všední",4.3,4.3,324,1930.7159999999999,965.35800000000017,772.28640000000019,637.13628000000006,386.14319999999992,193.07159999999996,0,4.3]
[null,null,"1999-11-15T13:29:59.998",11,15,14,1,"všední",4.5999999999999996,4.5999999999999996,162,948.99599999999987,474.49800000000005,379.59840000000003,313.16868000000005,189.79920000000001,94.899600000000106,0,4.5999999999999996]
[null,null,"1999-11-15T16:29:59.998",11,15,17,1,"všední",4.8,"","",0,0,0,0,0,0,0,4.8]
[null,null,"1999-11-15T19:29:59.998",11,15,20,1,"všední",5,"","",0,0,0,0,0,0,0,5]
[null,null,"1999-11-15T23:29:59.998",11,15,24,1,"všední",5.2,"","",0,0,0,0,0,0,0,5.2]
[null,null,"1999-11-16T02:29:59.998",11,16,3,2,"všední",5.0999999999999996,"","",0,0,0,0,0,0,0,5.0999999999999996]
[null,null,"1999-11-16T06:29:59.998",11,16,7,2,"všední",5,"","",0,0,0,0,0,0,0,5]
[null,null,"1999-11-16T10:29:59.998",11,16,11,2,"všední",6.2,6.2,324,1723.4639999999999,861.73199999999986,689.38560000000007,568.74311999999986,344.69280000000003,172.34639999999982,0,6.2]
[null,null,"1999-11-16T13:29:59.998",11,16,14,2,"všední",6.2,6.2,162,861.73199999999997,430.86599999999993,344.69280000000003,284.37155999999993,172.34640000000002,86.173199999999909,0,6.2]
[null,null,"1999-11-16T14:29:59.998",11,16,15,2,"všední",5.9,"","",0,0,0,0,0,0,0,5.9]
[null,null,"1999-11-16T17:29:59.998",11,16,18,2,"všední",5.3,"","",0,0,0,0,0,0,0,5.3]
[null,null,"1999-11-16T20:29:59.998",11,16,21,2,"všední",4.8,"","",0,0,0,0,0,0,0,4.8]
[null,null,"1999-11-17T00:29:59.998",11,17,1,3,"všední",4.3,"","",{"$f":"IF($K7694=\"\",0,$K7694/3600*1.2*1010*($L$1-(L$11*($L$1-$I7694)+$I7694)))","v":0},0,0,0,0,0,0,4.3]
[null,null,"1999-11-17T03:29:59.998",11,17,4,3,"všední",4,"","",0,0,0,0,0,0,0,4]
[null,null,"1999-11-17T08:29:59.998",11,17,9,3,"všední",4.5999999999999996,{"$f":"+IF(K7702=\"\",\"\",I7702)","v":4.5999999999999996},324,1897.9919999999997,948.99600000000009,759.19680000000005,626.3373600000001,379.59840000000003,189.79920000000021,0,4.5999999999999996]
[null,null,"1999-11-17T11:29:59.998",11,17,12,3,"všední",5.2,5.2,324,1832.5440000000001,916.27199999999982,733.0175999999999,604.73951999999963,366.50879999999995,183.25439999999998,0,5.2]
[null,null,"1999-11-17T14:29:59.998",11,17,15,3,"všední",5.3,"","",0,0,0,0,0,0,0,5.3]
[null,null,"1999-11-17T15:29:59.998",11,17,16,3,"všední",5.4,"","",0,0,0,0,0,0,0,5.4]
[null,null,"1999-11-17T18:29:59.998",11,17,19,3,"všední",5.3,"","",0,0,0,0,0,0,0,5.3]
[null,null,"1999-11-17T21:29:59.998",11,17,22,3,"všední",5.3,"","",0,0,0,0,0,0,0,5.3]
[null,null,"1999-11-18T01:29:59.998",11,18,{"$f":"F7695","v":2},4,"všední",4.8,"","",0,0,0,0,0,0,0,4.8]
[null,null,"1999-11-18T04:29:59.998",11,18,5,4,"všední",5,"","",0,0,0,0,0,0,0,5]
[null,null,"1999-11-18T09:29:59.998",11,18,10,4,"všední",6,6,324,1745.28,872.64,698.11200000000008,575.94240000000013,349.05599999999993,174.52800000000016,0,6]
[null,null,"1999-11-18T12:29:59.998",11,18,13,4,"všední",8.1999999999999993,8.1999999999999993,324,1505.3040000000001,752.65200000000004,602.12160000000029,496.75032000000022,301.0607999999998,150.5303999999999,0,8.1999999999999993]
[null,null,"1999-11-18T15:29:59.998",11,18,16,4,"všední",10.1,"","",0,0,0,0,0,0,0,10.1]
[null,null,"1999-11-18T16:29:59.998",11,18,17,4,"všední",9.3000000000000007,"","",0,0,0,0,0,0,0,9.3000000000000007]
[null,null,"1999-11-18T19:29:59.998",11,18,20,4,"všední",10,"","",0,0,0,0,0,0,0,10]
[null,null,"1999-11-18T22:29:59.998",11,18,23,4,"všední",7.4,"","",0,0,0,0,0,0,0,7.4]
[null,null,"1999-11-19T01:29:59.998",11,19,2,5,"všední",4.3,"","",0,0,0,0,0,0,0,4.3]
[null,null,"1999-11-19T06:29:59.998",11,19,7,5,"všední",4.0999999999999996,"","",0,0,0,0,0,0,0,4.0999999999999996]
[null,null,"1999-11-19T10:29:59.998",11,19,11,5,"všední",5.4,5.4,324,1810.7280000000001,905.36399999999992,724.29119999999989,597.54023999999981,362.1456,181.07279999999963,0,5.4]
[null,null,"1999-11-19T13:29:59.998",11,19,14,5,"všední",4.9000000000000004,4.9000000000000004,162,932.63400000000001,466.31699999999995,373.05359999999996,307.76921999999985,186.52679999999989,93.263399999999848,0,4.9000000000000004]
[null,null,"1999-11-19T16:29:59.998",11,19,17,5,"všední",4.8,"","",{"$f":"IF($K7758=\"\",0,$K7758/3600*1.2*1010*($L$1-(L$11*($L$1-$I7758)+$I7758)))","v":0},0,0,0,0,0,0,4.8]
[null,null,"1999-11-19T17:29:59.998",11,19,18,{"$f":"WEEKDAY(C7759-1)","v":5},{"$f":"IF(G7759=6,\"víkend\",IF(G7759=7,\"víkend\",IF(OR(D7759=7,D7759=8),\"prázdniny\",IF(AND(D7759=1,E7759=1),\"prázdniny\",\"všední\"))))","v":"všední"},3.8,"",{"$f":"IF(OR(H7759=\"víkend\",H7759=\"prázdniny\"),\"\",IF(I7759>13,0,IF(OR(F7759<$E$5,F7759>$E$6),\"\",IF(OR(F7759=8,F7759=14),$L$4/2,$L$4))))","v":""},0,0,0,0,0,0,0,3.8]
[null,null,"1999-11-19T20:29:59.998",11,19,21,5,"všední",2.1,"","",0,0,0,0,0,0,0,2.1]
[null,null,"1999-11-20T02:29:59.998",11,20,3,6,"víkend",1.6,"","",0,0,0,0,0,0,0,1.6]
[null,null,"1999-11-20T04:29:59.998",11,20,5,6,"víkend",1.6,"","",0,0,0,0,{"$f":"IF($K7770=\"\",0,$K7770/3600*1.2*1010*($L$1-(P$11/100*($L$1-$I7770)+$I7770)))","v":0},{"$f":"IF($K7770=\"\",0,$K7770/3600*1.2*1010*($L$1-(Q$11/100*($L$1-$I7770)+$I7770)))","v":0},{"$f":"IF($K7770=\"\",0,$K7770/3600*1.2*1010*($L$1-(R$11/100*($L$1-$I7770)+$I7770)))","v":0},1.6]
[null,null,"1999-11-20T07:29:59.998",11,20,8,6,"víkend",2,"","",0,0,0,0,0,0,0,2]
[null,null,"1999-11-20T11:29:59.998",11,20,12,6,"víkend",3.9,"","",0,0,0,0,0,0,0,3.9]
[null,null,"1999-11-20T14:29:59.998",11,20,15,6,"víkend",3.5,"","",0,0,0,0,0,0,0,3.5]
[null,null,"1999-11-20T17:29:59.998",11,20,{"$f":"F7759","v":18},6,"víkend",3,"","",0,0,0,0,0,0,0,3]
[null,null,"1999-11-20T18:29:59.998",11,20,19,6,"víkend",2.4,"","",0,0,0,0,0,0,0,2.4]
[null,null,"1999-11-20T21:29:59.998",11,20,22,6,"víkend",1.4,"","",0,0,0,0,0,0,0,1.4]
[null,null,"1999-11-21T03:29:59.998",11,21,4,7,"víkend",3.2,"","",0,0,0,0,0,0,0,3.2]
[null,null,"1999-11-21T05:29:59.998",11,21,6,7,"víkend",3.8,"","",0,0,0,0,0,0,0,3.8]
[null,null,"1999-11-21T08:29:59.998",11,21,9,7,"víkend",4.8,"","",0,0,0,0,0,0,0,4.8]
[null,null,"1999-11-21T12:29:59.998",11,21,13,7,"víkend",5.3,"","",0,0,0,0,0,0,0,5.3]
[null,null,"1999-11-21T15:29:59.998",11,21,16,7,"víkend",4.4000000000000004,"","",0,0,0,0,0,0,0,4.4000000000000004]
[null,null,"1999-11-21T16:29:59.998",11,21,17,7,"víkend",3.5,"","",0,0,0,0,0,0,0,3.5]
[null,null,"1999-11-21T19:29:59.998",11,21,20,7,"víkend",1.6,"","",0,0,0,0,0,0,0,1.6]
[null,null,"1999-11-22T00:29:59.998",11,22,1,1,"všední",1.7,"","",0,0,0,0,0,0,0,1.7]
[null,null,"1999-11-22T03:29:59.998",11,22,4,1,"všední",0.7,"","",0,0,0,0,0,0,0,0.7]
[null,null,"1999-11-22T06:29:59.998",11,22,7,1,"všední",-0.7,"","",0,0,0,0,0,0,0,-0.7]
[null,null,"1999-11-22T09:29:59.998",11,22,10,{"$f":"WEEKDAY(C7823-1)","v":1},{"$f":"IF(G7823=6,\"víkend\",IF(G7823=7,\"víkend\",IF(OR(D7823=7,D7823=8),\"prázdniny\",IF(AND(D7823=1,E7823=1),\"prázdniny\",\"všední\"))))","v":"všední"},1.9,1.9,{"$f":"IF(OR(H7823=\"víkend\",H7823=\"prázdniny\"),\"\",IF(I7823>13,0,IF(OR(F7823<$E$5,F7823>$E$6),\"\",IF(OR(F7823=8,F7823=14),$L$4/2,$L$4))))","v":324},2192.5080000000003,1096.2539999999999,877.00319999999988,723.52763999999968,438.50159999999994,219.25079999999977,0,1.9]
[null,null,"1999-11-22T13:29:59.998",11,22,14,1,"všední",3.6,3.6,162,1003.5359999999999,501.76800000000003,401.41440000000006,331.16688000000005,200.70719999999997,100.35359999999999,0,3.6]
[null,null,"1999-11-22T16:29:59.998",11,22,17,1,"všední",2.4,{"$f":"+IF(K7830=\"\",\"\",I7830)","v":""},"",0,0,0,0,0,0,0,2.4]
[null,null,"1999-11-22T17:29:59.998",11,22,18,1,"všední",1.3,"","",0,0,0,0,0,0,0,1.3]
[null,null,"1999-11-22T21:29:59.998",11,22,22,1,"všední",-0.9,"","",0,0,0,0,0,0,0,-0.9]
[null,null,"1999-11-23T00:29:59.998",11,23,1,2,"všední",-2,"","",0,0,0,0,0,0,0,-2]
[null,null,"1999-11-23T04:29:59.998",11,23,5,2,"všední",-3.5,"","",0,0,0,0,0,0,0,-3.5]
[null,null,"1999-11-23T07:29:59.998",11,23,8,2,"všední",-4.5,-4.5,162,1445.31,722.65499999999997,578.12400000000002,476.95229999999987,289.06199999999984,144.53099999999992,0,-4.5]
[null,null,"1999-11-23T10:29:59.998",11,23,11,2,"všední",-0.1,-0.1,324,2410.6680000000001,1205.3339999999998,964.2672,795.52043999999967,482.13359999999977,241.06680000000009,0,-0.1]
[null,null,"1999-11-23T14:29:59.998",11,23,15,2,"všední",0.6,"","",0,0,0,0,0,0,0,0.6]
[null,null,"1999-11-23T17:29:59.998",11,23,18,2,"všední",-0.6,"","",0,0,0,0,0,0,0,-0.6]
[null,null,"1999-11-23T18:29:59.998",11,23,19,2,"všední",-0.5,"","",0,0,0,0,0,0,0,-0.5]
[null,null,"1999-11-23T22:29:59.998",11,23,23,2,"všední",-0.8,"","",0,0,0,0,0,0,0,-0.8]
[null,null,"1999-11-24T01:29:59.998",11,24,2,3,"všední",-0.2,"","",0,0,0,0,0,0,0,-0.2]
[null,null,"1999-11-24T05:29:59.998",11,24,6,3,"všední",-0.3,"","",0,0,0,0,0,0,0,-0.3]
[null,null,"1999-11-24T08:29:59.998",11,24,9,3,"všední",0.7,0.7,324,2323.404,1161.702,929.36160000000018,766.72331999999994,464.68079999999975,232.34039999999987,0,0.7]
[null,null,"1999-11-24T12:29:59.998",11,24,13,3,"všední",2.1,2.1,324,2170.692,1085.346,868.27680000000009,716.32835999999998,434.13840000000005,217.06919999999982,0,2.1]
[null,null,"1999-11-24T15:29:59.998",11,24,16,3,"všední",1.3,"","",0,{"$f":"IF($K7877=\"\",0,$K7877/3600*1.2*1010*($L$1-(M$11/100*($L$1-$I7877)+$I7877)))","v":0},0,0,0,0,0,1.3]
[null,null,"1999-11-24T18:29:59.998",11,24,19,3,"všední",1.1000000000000001,"","",0,0,0,0,0,0,0,1.1000000000000001]
[null,null,"1999-11-24T19:29:59.998",11,24,20,3,"všední",0.9,"","",0,0,0,0,0,0,0,0.9]
[null,null,"1999-11-24T23:29:59.998",11,24,24,3,"všední",-1.4,"","",0,0,0,0,0,0,0,-1.4]
[null,null,{"$f":"C7887+1/24","v":"1999-11-25T02:29:59.998"},11,25,3,4,"všední",-2,"","",0,{"$f":"IF($K7888=\"\",0,$K7888/3600*1.2*1010*($L$1-(M$11/100*($L$1-$I7888)+$I7888)))","v":0},0,0,0,0,0,-2]
[null,null,"1999-11-25T06:29:59.998",11,25,7,4,"všední",-3.2,"","",0,0,0,0,0,0,0,-3.2]
[null,null,"1999-11-25T09:29:59.998",11,25,10,4,"všední",-0.1,-0.1,324,2410.6680000000001,1205.3339999999998,964.2672,795.52043999999967,482.13359999999977,241.06680000000009,0,-0.1]
[null,null,"1999-11-25T13:29:59.998",11,25,14,4,"všední",2.7,2.7,162,1052.6220000000001,{"$f":"IF($K7899=\"\",0,$K7899/3600*1.2*1010*($L$1-(M$11/100*($L$1-$I7899)+$I7899)))","v":526.31099999999992},421.04879999999991,347.36525999999998,210.52439999999996,105.26219999999998,0,2.7]
[null,null,"1999-11-25T16:29:59.998",11,25,17,4,"všední",0.3,"","",0,0,0,0,0,0,0,0.3]
[null,null,"1999-11-25T20:29:59.998",11,25,21,4,"všední",-0.2,"","",0,0,0,0,0,0,0,-0.2]
[null,null,"1999-11-25T21:29:59.998",11,25,22,4,"všední",0.1,"","",0,0,0,0,0,0,0,0.1]
[null,null,"1999-11-26T00:29:59.998",11,26,1,5,"všední",0.1,"","",0,{"$f":"IF($K7910=\"\",0,$K7910/3600*1.2*1010*($L$1-(M$11/100*($L$1-$I7910)+$I7910)))","v":0},0,0,0,0,0,0.1]
[null,null,"1999-11-26T04:29:59.998",11,26,5,5,"všední",-0.6,"","",0,0,0,0,0,0,0,-0.6]
[null,null,"1999-11-26T07:29:59.998",11,26,8,5,"všední",-0.7,-0.7,162,1238.058,619.029,495.22320000000002,408.55913999999996,247.61159999999995,123.80579999999998,0,-0.7]
[null,null,"1999-11-26T10:29:59.998",11,26,11,5,"všední",1,1,324,2290.6799999999998,1145.3399999999999,916.27200000000005,755.92439999999999,458.13599999999991,229.06799999999976,0,1]
[null,null,"1999-11-26T14:29:59.998",11,26,15,5,"všední",1.4,"","",0,0,0,0,0,0,0,1.4]
[null,null,"1999-11-26T17:29:59.998",11,26,18,5,"všední",1.1000000000000001,"","",0,0,0,0,0,0,0,1.1000000000000001]
[null,null,"1999-11-26T21:29:59.998",11,26,22,5,"všední",0.8,"","",0,0,0,0,0,0,0,0.8]
[null,null,"1999-11-26T22:29:59.998",11,26,23,5,"všední",0.6,"","",0,{"$f":"IF($K7932=\"\",0,$K7932/3600*1.2*1010*($L$1-(M$11/100*($L$1-$I7932)+$I7932)))","v":0},0,0,0,0,0,0.6]
[null,null,"1999-11-27T01:29:59.998",11,27,2,6,"víkend",0.5,"","",0,0,0,0,0,0,0,0.5]
[null,null,"1999-11-27T05:29:59.998",11,27,6,6,"víkend",0.6,"","",0,0,0,0,0,0,0,0.6]
[null,null,"1999-11-27T08:29:59.998",11,27,9,6,"víkend",1.9,"","",0,0,0,0,0,0,0,1.9]
[null,null,"1999-11-27T11:29:59.998",11,27,12,6,"víkend",2.7,"","",0,0,0,0,0,0,0,2.7]
[null,null,"1999-11-27T15:29:59.998",11,27,16,6,"víkend",0.5,"","",0,0,0,0,0,0,0,0.5]
[null,null,{"$f":"C7951+1/24","v":"1999-11-27T18:29:59.998"},11,27,19,6,"víkend",0.3,"","",0,0,0,0,0,0,0,0.3]
[null,null,"1999-11-27T22:29:59.998",11,27,23,6,"víkend",0.5,"","",0,0,0,0,0,0,0,0.5]
[null,null,"1999-11-27T23:29:59.998",11,27,24,6,"víkend",0.4,"","",0,0,0,0,0,0,0,0.4]
[null,null,"1999-11-28T02:29:59.998",11,28,3,7,"víkend",0.3,"","",0,0,0,0,0,0,0,0.3]
[null,null,"1999-11-28T06:29:59.998",11,28,7,7,"víkend",-0.2,"","",0,0,0,0,0,0,0,-0.2]
[null,null,"1999-11-28T09:29:59.998",11,28,10,7,"víkend",-0.3,"","",0,0,0,0,0,0,0,-0.3]
[null,null,"1999-11-28T12:29:59.998",11,28,13,7,"víkend",0.5,"","",0,0,0,0,0,0,0,0.5]
[null,null,"1999-11-28T15:29:59.998",11,28,16,7,"víkend",0.5,"","",0,0,0,0,0,0,0,0.5]
[null,null,"1999-11-28T20:29:59.998",11,28,21,7,"víkend",-0.4,"","",0,0,0,0,0,0,0,-0.4]
[null,null,"1999-11-28T21:29:59.998",11,28,22,7,"víkend",-0.7,"","",0,0,0,0,0,0,0,-0.7]
[null,null,"1999-11-29T00:29:59.998",11,29,1,1,"všední",-1.7,"","",0,0,0,0,{"$f":"IF($K7982=\"\",0,$K7982/3600*1.2*1010*($L$1-(P$11/100*($L$1-$I7982)+$I7982)))","v":0},0,0,-1.7]
[null,null,"1999-11-29T03:29:59.998",11,29,4,1,"všední",-1.5,"","",0,0,0,0,0,0,0,-1.5]
[null,null,"1999-11-29T07:29:59.998",11,29,8,1,"všední",-1.2,-1.2,162,1265.328,632.66399999999999,506.13119999999998,417.55823999999996,253.06560000000002,126.53280000000001,0,-1.2]
[null,null,"1999-11-29T10:29:59.998",11,29,11,1,"všední",1.2,1.2,324,2268.864,1134.432,907.54560000000004,748.72511999999983,453.77280000000002,226.88639999999981,0,1.2]
[null,null,"1999-11-29T13:29:59.998",11,29,14,1,"všední",2.7,2.7,162,1052.6220000000001,526.31099999999992,421.04879999999991,347.36525999999998,210.52439999999996,105.26219999999998,0,2.7]
[null,null,"1999-11-29T16:29:59.998",11,29,17,1,"všední",0.4,"","",0,0,0,0,0,0,0,0.4]
[null,null,"1999-11-29T21:29:59.998",11,29,22,1,"všední",0.2,"","",0,0,0,0,0,0,0,0.2]
[null,null,"1999-11-29T22:29:59.998",11,29,23,1,"všední",1,"","",0,0,0,0,0,0,0,1]
[null,null,"1999-11-30T01:29:59.998",11,30,2,2,"všední",-0.6,"","",0,0,0,0,0,0,0,-0.6]
[null,null,"1999-11-30T04:29:59.998",11,30,5,2,"všední",0,"","",0,0,0,0,0,0,0,0]
[null,null,"1999-11-30T08:29:59.998",11,30,9,2,"všední",1.3,1.3,324,{"$f":"IF($K8014=\"\",0,$K8014/3600*1.2*1010*($L$1-(L$11*($L$1-$I8014)+$I8014)))","v":2257.9559999999997},1128.9779999999998,903.18239999999992,745.12547999999992,451.59120000000007,225.79560000000004,0,1.3]
[null,null,"1999-11-30T11:29:59.998",11,30,12,2,"všední",2.5,2.5,324,2127.06,1063.53,850.82400000000007,701.92979999999989,425.41199999999986,212.70599999999993,0,2.5]
[null,null,"1999-11-30T13:29:59.998",11,30,14,2,"všední",2.1,2.1,162,1085.346,542.673,434.13840000000005,358.16417999999999,217.06920000000002,108.53459999999991,0,2.1]
[null,null,"1999-11-30T19:29:59.998",11,30,20,2,"všední",2.1,"","",0,{"$f":"IF($K8025=\"\",0,$K8025/3600*1.2*1010*($L$1-(M$11/100*($L$1-$I8025)+$I8025)))","v":0},0,0,0,0,0,2.1]
[null,null,"1999-11-30T22:29:59.998",11,30,23,2,"všední",1.5,"","",0,0,0,0,0,0,0,1.5]
[null,null,"1999-11-30T23:29:59.998",11,30,24,2,"všední",1.7,"","",0,0,0,0,0,0,0,1.7]
[null,null,"1999-12-01T02:29:59.998",12,1,3,3,"všední",1,"","",0,0,0,0,0,0,0,1]
[null,null,"1999-12-01T05:29:59.998",12,1,6,3,"všední",0.5,"","",0,0,0,0,0,0,0,0.5]
[null,null,"1999-12-01T09:29:59.998",12,1,{"$f":"F8015","v":10},3,"všední",1.2,1.2,324,2268.864,1134.432,907.54560000000004,748.72511999999983,453.77280000000002,226.88639999999981,0,1.2]
[null,null,"1999-12-01T14:29:59.998",12,1,15,3,"všední",1.6,"","",0,0,0,0,0,0,0,1.6]
[null,null,"1999-12-01T17:29:59.998",12,1,18,3,"všední",1.4,"","",0,0,0,0,0,0,0,1.4]
[null,null,"1999-12-01T20:29:59.998",12,1,21,3,"všední",1.6,"","",0,0,0,0,0,0,0,1.6]
[null,null,"1999-12-01T23:29:59.998",12,1,24,3,"všední",1.9,"","",0,0,0,0,0,0,0,1.9]
[null,null,"1999-12-02T00:29:59.998",12,2,1,4,"všední",2,"","",0,0,0,0,0,0,0,2]
[null,null,"1999-12-02T03:29:59.998",12,2,4,4,"všední",1.7,"","",0,0,0,0,0,0,0,1.7]
[null,null,"1999-12-02T06:29:59.998",12,2,7,4,"všední",0,"","",0,0,0,0,0,0,0,0]
[null,null,"1999-12-02T10:29:59.998",12,2,11,4,"všední",2.1,2.1,324,2170.692,1085.346,868.27680000000009,716.32835999999998,434.13840000000005,217.06919999999982,0,2.1]
[null,null,"1999-12-02T15:29:59.998",12,2,16,4,"všední",2.2999999999999998,"","",0,0,0,0,0,0,0,2.2999999999999998]
[null,null,"1999-12-02T18:29:59.998",12,2,19,4,"všední",1.1000000000000001,"","",0,0,0,0,0,0,0,1.1000000000000001]
[null,null,"1999-12-02T21:29:59.998",12,2,22,4,"všední",-1.9,"","",0,{"$f":"IF($K8075=\"\",0,$K8075/3600*1.2*1010*($L$1-(M$11/100*($L$1-$I8075)+$I8075)))","v":0},0,0,0,0,0,-1.9]
[null,null,"1999-12-03T00:29:59.998",12,3,1,5,"všední",-1.9,"","",{"$f":"IF($K8078=\"\",0,$K8078/3600*1.2*1010*($L$1-(L$11*($L$1-$I8078)+$I8078)))","v":0},0,0,0,0,0,0,-1.9]
[null,null,"1999-12-03T01:29:59.998",12,3,2,{"$f":"WEEKDAY(C8079-1)","v":5},{"$f":"IF(G8079=6,\"víkend\",IF(G8079=7,\"víkend\",IF(OR(D8079=7,D8079=8),\"prázdniny\",IF(AND(D8079=1,E8079=1),\"prázdniny\",\"všední\"))))","v":"všední"},-1.4,"",{"$f":"IF(OR(H8079=\"víkend\",H8079=\"prázdniny\"),\"\",IF(I8079>13,0,IF(OR(F8079<$E$5,F8079>$E$6),\"\",IF(OR(F8079=8,F8079=14),$L$4/2,$L$4))))","v":""},0,0,0,0,0,0,0,-1.4]
[null,null,"1999-12-03T04:29:59.998",12,3,5,5,"všední",-0.4,"","",0,0,0,0,0,0,0,-0.4]
[null,null,"1999-12-03T08:29:59.998",12,3,9,5,"všední",-0.2,{"$f":"+IF(K8086=\"\",\"\",I8086)","v":-0.2},324,2421.576,{"$f":"IF($K8086=\"\",0,$K8086/3600*1.2*1010*($L$1-(M$11/100*($L$1-$I8086)+$I8086)))","v":1210.788},968.63040000000012,799.1200799999998,484.31519999999972,242.15759999999986,0,-0.2]
[null,null,"1999-12-03T12:29:59.998",12,3,13,5,"všední",0.2,0.2,324,2377.944,1188.972,951.1776000000001,784.72151999999994,475.58879999999994,237.79439999999997,0,0.2]
[null,null,"1999-12-03T15:29:59.998",12,3,16,5,"všední",-0.2,"","",0,0,0,0,0,0,0,-0.2]
[null,null,"1999-12-03T19:29:59.998",12,3,20,5,"všední",-0.7,"","",0,{"$f":"IF($K8097=\"\",0,$K8097/3600*1.2*1010*($L$1-(M$11/100*($L$1-$I8097)+$I8097)))","v":0},0,0,0,0,0,-0.7]
[null,null,"1999-12-03T22:29:59.998",12,3,23,5,"všední",-0.9,"","",0,0,0,0,0,0,0,-0.9]
[null,null,"1999-12-04T01:29:59.998",12,4,{"$f":"F8079","v":2},6,"víkend",-1.3,"","",0,0,0,0,0,0,0,-1.3]
[null,null,"1999-12-04T02:29:59.998",12,4,3,6,"víkend",-1.4,"","",0,0,0,0,0,0,0,-1.4]
[null,null,"1999-12-04T05:29:59.998",12,4,6,6,"víkend",-1.8,"","",0,0,0,0,0,0,0,-1.8]
[null,null,"1999-12-04T09:29:59.998",12,4,10,6,"víkend",-1.4,"","",0,0,0,0,0,0,0,-1.4]
[null,null,"1999-12-04T13:29:59.998",12,4,14,6,"víkend",0.8,"","",0,0,0,0,0,0,0,0.8]
[null,null,"1999-12-04T16:29:59.998",12,4,17,6,"víkend",0.7,"","",0,0,0,0,0,0,0,0.7]
[null,null,"1999-12-04T20:29:59.998",12,4,21,6,"víkend",1.7,"","",0,0,0,0,0,0,0,1.7]
[null,null,"1999-12-04T23:29:59.998",12,4,24,6,"víkend",2.2000000000000002,"","",0,0,0,0,0,0,0,2.2000000000000002]
[null,null,"1999-12-05T02:29:59.998",12,5,3,7,"víkend",2.6,"","",0,0,0,0,0,0,0,2.6]
[null,null,"1999-12-05T03:29:59.998",12,5,4,7,"víkend",2.8,"","",0,0,0,0,0,0,0,2.8]
[null,null,"1999-12-05T06:29:59.998",12,5,7,7,"víkend",2.8,"","",0,0,0,0,0,0,0,2.8]
[null,null,"1999-12-05T10:29:59.998",12,5,11,7,"víkend",1.8,"","",0,0,0,0,0,0,0,1.8]
[null,null,"1999-12-05T14:29:59.998",12,5,15,7,"víkend",1.6,"","",0,0,0,0,0,0,0,1.6]
[null,null,"1999-12-05T17:29:59.998",12,5,18,{"$f":"WEEKDAY(C8143-1)","v":7},{"$f":"IF(G8143=6,\"víkend\",IF(G8143=7,\"víkend\",IF(OR(D8143=7,D8143=8),\"prázdniny\",IF(AND(D8143=1,E8143=1),\"prázdniny\",\"všední\"))))","v":"víkend"},1,"",{"$f":"IF(OR(H8143=\"víkend\",H8143=\"prázdniny\"),\"\",IF(I8143>13,0,IF(OR(F8143<$E$5,F8143>$E$6),\"\",IF(OR(F8143=8,F8143=14),$L$4/2,$L$4))))","v":""},0,0,0,0,0,0,0,1]
[null,null,"1999-12-05T21:29:59.998",12,5,22,7,"víkend",0.8,"","",0,0,0,0,0,0,0,0.8]
[null,null,"1999-12-06T00:29:59.998",12,6,1,1,"všední",0.2,{"$f":"+IF(K8150=\"\",\"\",I8150)","v":""},"",0,0,0,0,0,0,0,0.2]
[null,null,"1999-12-06T01:29:59.998",12,6,2,1,"všední",-0.2,"","",0,0,0,0,0,0,0,-0.2]
[null,null,"1999-12-06T04:29:59.998",12,6,5,1,"všední",-0.6,"","",0,0,0,0,0,0,0,-0.6]
[null,null,"1999-12-06T07:29:59.998",12,6,8,1,"všední",-0.6,-0.6,162,1232.604,616.30199999999991,493.04159999999996,406.75931999999989,246.52079999999998,123.26039999999989,0,-0.6]
[null,null,"1999-12-06T12:29:59.998",12,6,13,1,"všední",-0.6,-0.6,324,2465.2080000000001,1232.6039999999998,986.08319999999992,813.51863999999978,493.04159999999996,246.52079999999978,0,-0.6]
[null,null,"1999-12-06T15:29:59.998",12,6,16,1,"všední",-0.8,"","",0,0,0,0,0,0,0,-0.8]
[null,null,"1999-12-06T18:29:59.998",12,6,19,1,"všední",-1.2,"","",0,0,0,0,0,0,0,-1.2]
[null,null,"1999-12-06T22:29:59.998",12,6,23,1,"všední",-0.9,"","",0,0,0,0,0,0,0,-0.9]
[null,null,"1999-12-07T01:29:59.998",12,7,2,2,"všední",0,"","",0,0,0,0,0,0,0,0]
[null,null,"1999-12-07T02:29:59.998",12,7,3,2,"všední",0.3,"","",0,0,0,0,0,0,0,0.3]
[null,null,"1999-12-07T08:29:59.998",12,7,9,2,"všední",0.8,0.8,324,2312.4960000000001,1156.248,924.99840000000006,763.12367999999981,462.4991999999998,231.2496000000001,0,0.8]
[null,null,"1999-12-07T09:29:59.998",12,7,10,2,"všední",1,1,324,2290.6799999999998,1145.3399999999999,916.27200000000005,755.92439999999999,458.13599999999991,229.06799999999976,0,1]
[null,null,"1999-12-07T13:29:59.998",12,7,14,2,"všední",1.2,1.2,162,1134.432,567.21600000000001,453.77280000000002,374.36255999999992,226.88640000000001,113.44319999999991,0,1.2]
[null,null,"1999-12-07T16:29:59.998",12,7,17,2,"všední",0.9,"","",0,0,0,0,0,0,0,0.9]
[null,null,"1999-12-07T20:29:59.998",12,7,21,2,"všední",1.3,"","",0,0,0,0,0,0,0,1.3]
[null,null,"1999-12-07T23:29:59.998",12,7,24,2,"všední",1.3,"","",0,0,0,0,0,0,0,1.3]
[null,null,"1999-12-08T02:29:59.998",12,8,3,3,"všední",1.4,"","",0,0,0,0,0,0,0,1.4]
[null,null,"1999-12-08T03:29:59.998",12,8,4,3,"všední",1.4,"","",0,0,0,0,0,0,0,1.4]
[null,null,"1999-12-08T09:29:59.998",12,8,10,{"$f":"WEEKDAY(C8207-1)","v":3},{"$f":"IF(G8207=6,\"víkend\",IF(G8207=7,\"víkend\",IF(OR(D8207=7,D8207=8),\"prázdniny\",IF(AND(D8207=1,E8207=1),\"prázdniny\",\"všední\"))))","v":"všední"},0.5,0.5,{"$f":"IF(OR(H8207=\"víkend\",H8207=\"prázdniny\"),\"\",IF(I8207>13,0,IF(OR(F8207<$E$5,F8207>$E$6),\"\",IF(OR(F8207=8,F8207=14),$L$4/2,$L$4))))","v":324},2345.2199999999998,{"$f":"IF($K8207=\"\",0,$K8207/3600*1.2*1010*($L$1-(M$11/100*($L$1-$I8207)+$I8207)))","v":1172.6099999999999},938.08799999999997,773.92259999999987,469.0440000000001,234.52199999999985,0,0.5]
[null,null,{"$f":"C8207+1/24","v":"1999-12-08T10:29:59.998"},12,8,11,3,"všední",0.5,0.5,324,2345.2199999999998,1172.6099999999999,938.08799999999997,773.92259999999987,469.0440000000001,234.52199999999985,0,0.5]
[null,null,"1999-12-08T14:29:59.998",12,8,15,3,"všední",-0.2,"","",0,0,0,0,0,0,0,-0.2]
[null,null,"1999-12-08T17:29:59.998",12,8,18,3,"všední",-1.3,"","",0,0,0,0,0,0,0,-1.3]
[null,null,"1999-12-08T21:29:59.998",12,8,22,3,"všední",-2.8,"","",0,0,0,0,0,0,0,-2.8]
[null,null,"1999-12-09T00:29:59.998",12,9,1,4,"všední",-5.9,"","",0,0,0,0,0,0,0,-5.9]
[null,null,"1999-12-09T03:29:59.998",12,9,4,4,"všední",-9.1999999999999993,"","",0,0,0,0,0,0,0,-9.1999999999999993]
[null,null,"1999-12-09T06:29:59.998",12,9,7,4,"všední",-12,"","",0,0,0,0,0,0,0,-12]
[null,null,"1999-12-09T08:29:59.998",12,9,9,4,"všední",-11.5,-11.5,324,3654.18,1827.09,1461.6720000000003,1205.8794,730.8359999999999,365.41799999999978,0,-11.5]
[null,null,"1999-12-09T11:29:59.998",12,9,12,4,"všední",-7.3,-7.3,324,3196.0439999999999,1598.0219999999997,1278.4176000000002,1054.69452,639.20879999999988,319.60439999999994,0,-7.3]
[null,null,"1999-12-09T15:29:59.998",12,9,16,4,"všední",-8.3000000000000007,"","",0,{"$f":"IF($K8237=\"\",0,$K8237/3600*1.2*1010*($L$1-(M$11/100*($L$1-$I8237)+$I8237)))","v":0},0,0,0,0,0,-8.3000000000000007]
[null,null,"1999-12-09T18:29:59.998",12,9,19,4,"všední",-9.8000000000000007,"","",0,0,0,0,0,0,0,-9.8000000000000007]
[null,null,"1999-12-09T22:29:59.998",12,9,23,4,"všední",-11.3,"","",0,0,0,0,0,0,0,-11.3]
[null,null,"1999-12-10T01:29:59.998",12,10,2,5,"všední",-13.6,"","",0,0,0,0,0,0,0,-13.6]
[null,null,"1999-12-10T03:29:59.998",12,10,4,5,"všední",-15.5,"","",0,0,0,0,0,0,0,-15.5]
[null,null,"1999-12-10T06:29:59.998",12,10,7,5,"všední",-13.9,"","",0,0,0,0,0,0,0,-13.9]
[null,null,"1999-12-10T09:29:59.998",12,10,10,5,"všední",-12.7,-12.7,324,3785.0760000000005,1892.5379999999998,1514.0303999999999,1249.0750799999996,757.01519999999937,378.50759999999946,-3.8753000808355864E-13,-12.7]
[null,null,"1999-12-10T13:29:59.998",12,10,14,5,"všední",-7.7,-7.7,162,1619.838,809.9190000000001,647.9351999999999,534.54653999999994,323.96759999999989,161.98379999999995,0,-7.7]
[null,null,"1999-12-10T16:29:59.998",12,10,17,5,"všední",-8.1999999999999993,"","",0,0,0,0,0,0,0,-8.1999999999999993]
[null,null,"1999-12-10T19:29:59.998",12,10,20,5,"všední",-8.6,"","",0,0,0,0,0,0,0,-8.6]
[null,null,"1999-12-10T23:29:59.998",12,10,24,5,"všední",-6.7,"","",0,0,0,0,0,0,0,-6.7]
[null,null,"1999-12-11T00:29:59.998",12,11,1,6,"víkend",-6.2,"","",{"$f":"IF($K8270=\"\",0,$K8270/3600*1.2*1010*($L$1-(L$11*($L$1-$I8270)+$I8270)))","v":0},0,0,0,0,0,0,-6.2]
[null,null,"1999-12-11T04:29:59.998",12,11,5,6,"víkend",-7.2,"","",0,0,0,0,0,0,0,-7.2]
[null,null,"1999-12-11T05:29:59.998",12,11,6,6,"víkend",-8.4,"","",0,0,0,0,0,0,0,-8.4]
[null,null,"1999-12-11T06:29:59.998",12,11,7,6,"víkend",-9,"","",0,0,0,0,0,0,0,-9]
[null,null,"1999-12-11T07:29:59.998",12,11,8,6,"víkend",-9.5,"","",0,0,0,0,0,0,0,-9.5]
[null,null,"1999-12-11T08:29:59.998",12,11,9,6,"víkend",-7.8,{"$f":"+IF(K8278=\"\",\"\",I8278)","v":""},"",0,0,0,0,0,0,0,-7.8]
[null,null,"1999-12-11T09:29:59.998",12,11,10,6,"víkend",-5.7,"","",0,0,0,0,{"$f":"IF($K8279=\"\",0,$K8279/3600*1.2*1010*($L$1-(P$11/100*($L$1-$I8279)+$I8279)))","v":0},0,0,-5.7]
[null,null,"1999-12-11T10:29:59.998",12,11,11,6,"víkend",-2.8,"","",0,0,0,0,0,0,0,-2.8]
[null,null,"1999-12-11T11:29:59.998",12,11,12,6,"víkend",-1.9,"","",0,0,0,0,0,0,0,-1.9]
[null,null,"1999-12-11T12:29:59.998",12,11,13,6,"víkend",-1.4,"","",0,0,0,0,0,0,0,-1.4]
[null,null,"1999-12-11T13:29:59.998",12,11,14,6,"víkend",-0.8,"","",0,0,0,0,0,0,0,-0.8]
[null,null,"1999-12-11T14:29:59.998",12,11,15,6,"víkend",-1.1000000000000001,"","",0,0,0,0,0,0,0,-1.1000000000000001]
[null,null,"1999-12-11T15:29:59.998",12,11,16,6,"víkend",-2.6,"","",0,0,0,0,0,0,0,-2.6]
[null,null,"1999-12-11T16:29:59.998",12,11,17,6,"víkend",-3.4,"","",0,0,0,0,0,0,0,-3.4]
[null,null,"1999-12-11T17:29:59.998",12,11,18,6,"víkend",-4.3,"","",0,0,0,0,0,0,0,-4.3]
[null,null,"1999-12-11T18:29:59.998",12,11,19,6,"víkend",-4,"","",0,0,0,0,0,0,0,-4]
[null,null,"1999-12-11T19:29:59.998",12,11,20,6,"víkend",-3.7,"","",0,0,0,0,0,0,0,-3.7]
[null,null,"1999-12-11T20:29:59.998",12,11,21,6,"víkend",-5,"","",0,0,0,0,0,0,0,-5]
[null,null,"1999-12-11T21:29:59.998",12,11,22,6,"víkend",-6.3,"","",0,0,0,0,0,0,0,-6.3]
[null,null,"1999-12-11T22:29:59.998",12,11,23,6,"víkend",-7.3,"","",0,0,0,0,0,0,0,-7.3]
[null,null,"1999-12-11T23:29:59.998",12,11,24,6,"víkend",-8.4,"","",0,0,0,0,0,0,0,-8.4]
[null,null,"1999-12-12T00:29:59.998",12,12,1,7,"víkend",-9.4,"","",0,0,0,0,0,0,0,-9.4]
[null,null,"1999-12-12T01:29:59.998",12,12,{"$f":"F8271","v":2},7,"víkend",-9.6,"","",0,0,0,0,0,0,0,-9.6]
[null,null,"1999-12-12T02:29:59.998",12,12,3,7,"víkend",-9.9,"","",0,0,0,0,0,0,0,-9.9]
[null,null,"1999-12-12T03:29:59.998",12,12,4,7,"víkend",-10.1,"","",0,0,0,0,0,0,0,-10.1]
[null,null,"1999-12-12T04:29:59.998",12,12,5,7,"víkend",-10,"","",0,0,0,0,0,0,0,-10]
[null,null,"1999-12-12T05:29:59.998",12,12,6,7,"víkend",-10,"","",0,0,0,0,0,0,0,-10]
[null,null,"1999-12-12T06:29:59.998",12,12,7,7,"víkend",-10.3,"","",0,0,0,0,0,0,0,-10.3]
[null,null,"1999-12-12T07:29:59.998",12,12,8,7,"víkend",-10.4,"","",0,0,0,0,0,0,0,-10.4]
[null,null,"1999-12-12T08:29:59.998",12,12,9,7,"víkend",-9.9,"","",0,0,0,0,0,0,0,-9.9]
[null,null,"1999-12-12T09:29:59.998",12,12,10,7,"víkend",-8.9,"","",0,0,0,0,0,0,0,-8.9]
[null,null,"1999-12-12T10:29:59.998",12,12,11,7,"víkend",-7.9,"","",0,0,0,0,0,0,0,-7.9]
[null,null,"1999-12-12T11:29:59.998",12,12,12,7,"víkend",-7.5,"","",0,0,0,0,0,0,0,-7.5]
[null,null,"1999-12-12T12:29:59.998",12,12,13,7,"víkend",-7.2,"","",0,0,0,0,0,0,0,-7.2]
[null,null,"1999-12-12T13:29:59.998",12,12,14,7,"víkend",-7,"","",0,0,0,0,0,0,0,-7]
[null,null,"1999-12-12T14:29:59.998",12,12,15,7,"víkend",-6.7,"","",0,0,0,0,0,0,0,-6.7]
[null,null,"1999-12-12T15:29:59.998",12,12,16,7,"víkend",-6.7,"","",0,0,0,0,0,0,0,-6.7]
[null,null,"1999-12-12T16:29:59.998",12,12,17,7,"víkend",-7,"","",0,0,0,0,0,0,0,-7]
[null,null,"1999-12-12T17:29:59.998",12,12,18,7,"víkend",-7.1,"","",0,0,0,0,0,0,0,-7.1]
[null,null,"1999-12-12T18:29:59.998",12,12,19,7,"víkend",-7.3,"","",0,0,0,0,0,0,0,-7.3]
[null,null,"1999-12-12T19:29:59.998",12,12,20,7,"víkend",-7.6,"","",0,0,0,0,0,0,0,-7.6]
[null,null,"1999-12-12T20:29:59.998",12,12,21,7,"víkend",-7.5,"","",0,0,0,0,0,0,0,-7.5]
[null,null,"1999-12-12T21:29:59.998",12,12,22,7,"víkend",-7.7,"","",0,0,0,0,0,0,0,-7.7]
[null,null,"1999-12-12T22:29:59.998",12,12,23,7,"víkend",-8,"","",0,0,0,0,0,0,0,-8]
[null,null,"1999-12-12T23:29:59.998",12,12,24,7,"víkend",-8.1999999999999993,"","",0,0,0,0,0,0,0,-8.1999999999999993]
[null,null,"1999-12-13T00:29:59.998",12,13,1,1,"všední",-8.5,"","",0,0,0,0,0,0,0,-8.5]
[null,null,"1999-12-13T01:29:59.998",12,13,2,1,"všední",-9.1999999999999993,"","",0,0,0,0,0,0,0,-9.1999999999999993]
[null,null,"1999-12-13T02:29:59.998",12,13,3,1,"všední",-9.8000000000000007,"","",0,0,0,0,0,0,0,-9.8000000000000007]
[null,null,"1999-12-13T03:29:59.998",12,13,4,1,"všední",-10.5,"","",0,0,0,0,0,0,0,-10.5]
[null,null,"1999-12-13T04:29:59.998",12,13,5,1,"všední",-10.1,"","",0,{"$f":"IF($K8322=\"\",0,$K8322/3600*1.2*1010*($L$1-(M$11/100*($L$1-$I8322)+$I8322)))","v":0},0,0,0,0,0,-10.1]
[null,null,"1999-12-13T05:29:59.998",12,13,6,1,"všední",-9.8000000000000007,"","",0,0,0,0,0,0,0,-9.8000000000000007]
[null,null,"1999-12-13T06:29:59.998",12,13,7,1,"všední",-10.199999999999999,"","",0,0,0,0,0,0,0,-10.199999999999999]
[null,null,"1999-12-13T07:29:59.998",12,13,8,1,"všední",-10.5,-10.5,162,1772.55,886.27499999999998,709.02,584.94149999999991,354.51,177.255,0,-10.5]
[null,null,"1999-12-13T08:29:59.998",12,13,9,1,"všední",-11.7,-11.7,324,3675.9960000000001,1837.9979999999998,1470.3983999999996,1213.0786799999994,735.19919999999945,367.59959999999973,-3.8753000808355864E-13,-11.7]
[null,null,"1999-12-13T09:29:59.998",12,13,10,1,"všední",-10.3,-10.3,324,3523.2839999999997,1761.6420000000003,1409.3136000000002,1162.6837200000002,704.65680000000009,352.32840000000044,3.8753000808355864E-13,-10.3]
[null,null,"1999-12-13T10:29:59.998",12,13,11,1,"všední",-9.6,-9.6,324,3446.9279999999999,1723.4639999999999,1378.7711999999999,1137.48624,689.38559999999984,344.69279999999964,0,-9.6]
[null,null,"1999-12-13T11:29:59.998",12,13,12,1,"všední",-8.6,-8.6,324,3337.848,1668.9239999999998,1335.1392000000001,1101.4898399999997,667.56959999999947,333.78479999999945,0,-8.6]
[null,null,"1999-12-13T12:29:59.998",12,13,13,1,"všední",-6.5,-6.5,324,3108.7799999999997,1554.3899999999999,1243.5120000000002,1025.8973999999998,621.75599999999986,310.87799999999976,0,-6.5]
[null,null,"1999-12-13T13:29:59.998",12,13,14,1,"všední",-6.7,-6.7,162,1565.298,782.64900000000011,626.11919999999998,516.54834000000005,313.05959999999993,156.52980000000005,0,-6.7]
[null,null,"1999-12-13T14:29:59.998",12,13,15,1,"všední",-6.4,"","",0,0,0,0,0,0,0,-6.4]
[null,null,"1999-12-13T15:29:59.998",12,13,16,1,"všední",-7.1,"","",0,0,0,0,0,0,0,-7.1]
[null,null,"1999-12-13T16:29:59.998",12,13,17,1,"všední",-7.7,"","",{"$f":"IF($K8334=\"\",0,$K8334/3600*1.2*1010*($L$1-(L$11*($L$1-$I8334)+$I8334)))","v":0},0,0,0,0,0,0,-7.7]
[null,null,"1999-12-13T17:29:59.998",12,13,18,{"$f":"WEEKDAY(C8335-1)","v":1},{"$f":"IF(G8335=6,\"víkend\",IF(G8335=7,\"víkend\",IF(OR(D8335=7,D8335=8),\"prázdniny\",IF(AND(D8335=1,E8335=1),\"prázdniny\",\"všední\"))))","v":"všední"},-8.1,"",{"$f":"IF(OR(H8335=\"víkend\",H8335=\"prázdniny\"),\"\",IF(I8335>13,0,IF(OR(F8335<$E$5,F8335>$E$6),\"\",IF(OR(F8335=8,F8335=14),$L$4/2,$L$4))))","v":""},0,0,0,0,0,0,0,-8.1]
[null,null,{"$f":"C8335+1/24","v":"1999-12-13T18:29:59.998"},12,13,19,1,"všední",-8,"","",0,0,0,0,0,0,0,-8]
[null,null,"1999-12-13T19:29:59.998",12,13,20,1,"všední",-8.4,"","",0,0,0,0,0,0,0,-8.4]
[null,null,"1999-12-13T20:29:59.998",12,13,21,1,"všední",-8.9,"","",0,0,0,0,0,0,0,-8.9]
[null,null,"1999-12-13T21:29:59.998",12,13,22,1,"všední",-9.1999999999999993,"","",0,0,0,0,0,0,0,-9.1999999999999993]
[null,null,"1999-12-13T22:29:59.998",12,13,23,1,"všední",-8.5,"","",0,0,0,0,0,0,0,-8.5]
[null,null,"1999-12-13T23:29:59.998",12,13,24,1,"všední",-7.8,"","",0,0,0,0,0,0,0,-7.8]
[null,null,"1999-12-14T00:29:59.998",12,14,1,2,"všední",-7.1,{"$f":"+IF(K8342=\"\",\"\",I8342)","v":""},"",0,0,0,0,0,0,0,-7.1]
[null,null,"1999-12-14T01:29:59.998",12,14,2,2,"všední",-6.3,"","",0,0,0,0,0,0,0,-6.3]
[null,null,"1999-12-14T02:29:59.998",12,14,3,2,"všední",-5.5,"","",0,0,0,0,0,0,0,-5.5]
[null,null,"1999-12-14T03:29:59.998",12,14,4,2,"všední",-4.7,"","",0,0,0,0,0,0,0,-4.7]
[null,null,"1999-12-14T04:29:59.998",12,14,5,2,"všední",-4,"","",0,0,0,0,0,0,0,-4]
[null,null,"1999-12-14T05:29:59.998",12,14,6,2,"všední",-3.7,"","",0,0,0,0,0,0,0,-3.7]
[null,null,"1999-12-14T06:29:59.998",12,14,7,2,"všední",-3.8,"","",0,0,0,0,0,0,0,-3.8]
[null,null,"1999-12-14T07:29:59.998",12,14,8,2,"všední",-3.6,-3.6,162,1396.2240000000002,698.11199999999997,558.4896,460.75391999999994,279.24479999999988,139.62239999999994,0,-3.6]
[null,null,"1999-12-14T08:29:59.998",12,14,9,2,"všední",-3.6,-3.6,324,2792.4480000000003,1396.2239999999999,1116.9792,921.50783999999987,558.48959999999977,279.24479999999988,0,-3.6]
[null,null,"1999-12-14T09:29:59.998",12,14,10,2,"všední",-1.7,-1.7,324,2585.1959999999999,1292.598,1034.0784000000001,853.11467999999979,517.03919999999982,258.51960000000008,0,-1.7]
[null,null,"1999-12-14T10:29:59.998",12,14,11,2,"všední",-0.3,-0.3,324,2432.4839999999999,1216.242,972.99360000000001,802.71971999999994,486.49680000000006,243.24840000000003,0,-0.3]
[null,null,"1999-12-14T11:29:59.998",12,14,12,2,"všední",1.5,1.5,324,2236.14,1118.07,894.45600000000013,737.92619999999988,447.22799999999978,223.61400000000006,0,1.5]
[null,null,"1999-12-14T12:29:59.998",12,14,13,2,"všední",2.7,2.7,324,2105.2440000000001,1052.6219999999998,842.09759999999983,694.73051999999996,421.04879999999991,210.52439999999996,0,2.7]
[null,null,"1999-12-14T13:29:59.998",12,14,14,2,"všední",2.7,2.7,162,1052.6220000000001,526.31099999999992,421.04879999999991,347.36525999999998,210.52439999999996,105.26219999999998,0,2.7]
[null,null,"1999-12-14T14:29:59.998",12,14,15,2,"všední",2.2999999999999998,"","",0,0,0,0,0,0,0,2.2999999999999998]
[null,null,"1999-12-14T15:29:59.998",12,14,16,2,"všední",1.4,"","",0,0,0,0,0,0,0,1.4]
[null,null,"1999-12-14T16:29:59.998",12,14,17,2,"všední",0.5,"","",0,0,0,0,0,0,0,0.5]
[null,null,"1999-12-14T17:29:59.998",12,14,{"$f":"F8335","v":18},2,"všední",0.1,"","",0,0,0,0,0,0,0,0.1]
[null,null,"1999-12-14T18:29:59.998",12,14,19,2,"všední",-0.3,"","",0,0,0,0,0,0,0,-0.3]
[null,null,"1999-12-14T19:29:59.998",12,14,20,2,"všední",-0.9,"","",0,0,0,0,0,0,0,-0.9]
[null,null,"1999-12-14T20:29:59.998",12,14,21,2,"všední",-1.7,"","",0,0,0,0,0,0,0,-1.7]
[null,null,"1999-12-14T21:29:59.998",12,14,22,2,"všední",-1.7,"","",0,0,0,0,0,0,0,-1.7]
[null,null,"1999-12-14T22:29:59.998",12,14,23,2,"všední",-2.2000000000000002,"","",0,0,0,0,{"$f":"IF($K8364=\"\",0,$K8364/3600*1.2*1010*($L$1-(P$11/100*($L$1-$I8364)+$I8364)))","v":0},{"$f":"IF($K8364=\"\",0,$K8364/3600*1.2*1010*($L$1-(Q$11/100*($L$1-$I8364)+$I8364)))","v":0},{"$f":"IF($K8364=\"\",0,$K8364/3600*1.2*1010*($L$1-(R$11/100*($L$1-$I8364)+$I8364)))","v":0},-2.2000000000000002]
[null,null,"1999-12-14T23:29:59.998",12,14,24,2,"všední",-2.8,"","",0,{"$f":"IF($K8365=\"\",0,$K8365/3600*1.2*1010*($L$1-(M$11/100*($L$1-$I8365)+$I8365)))","v":0},0,0,0,0,0,-2.8]
[null,null,"1999-12-15T00:29:59.998",12,15,1,3,"všední",-3.3,"","",0,0,0,0,0,0,0,-3.3]
[null,null,"1999-12-15T01:29:59.998",12,15,2,3,"všední",-3.4,"","",0,0,0,0,0,0,0,-3.4]
[null,null,"1999-12-15T02:29:59.998",12,15,3,3,"všední",-3.4,"","",0,0,0,0,0,0,0,-3.4]
[null,null,"1999-12-15T03:29:59.998",12,15,4,3,"všední",-3.5,"","",0,0,0,0,0,0,0,-3.5]
[null,null,"1999-12-15T04:29:59.998",12,15,5,3,"všední",-4.2,"","",0,0,0,0,0,0,0,-4.2]
[null,null,"1999-12-15T05:29:59.998",12,15,6,3,"všední",-5,"","",0,0,0,0,0,0,0,-5]
[null,null,"1999-12-15T06:29:59.998",12,15,7,3,"všední",-6.1,"","",0,{"$f":"IF($K8372=\"\",0,$K8372/3600*1.2*1010*($L$1-(M$11/100*($L$1-$I8372)+$I8372)))","v":0},0,0,0,0,0,-6.1]
[null,null,"1999-12-15T07:29:59.998",12,15,8,3,"všední",-6.8,-6.8,162,1570.752,785.37599999999986,628.30079999999998,518.34815999999989,314.15039999999988,157.07519999999994,0,-6.8]
[null,null,"1999-12-15T08:29:59.998",12,15,9,3,"všední",-6.5,-6.5,324,3108.7799999999997,1554.3899999999999,1243.5120000000002,1025.8973999999998,621.75599999999986,310.87799999999976,0,-6.5]
[null,null,"1999-12-15T09:29:59.998",12,15,10,3,"všední",-4,-4,324,2836.08,1418.04,1134.432,935.90639999999985,567.21599999999989,283.60799999999978,0,-4]
[null,null,"1999-12-15T10:29:59.998",12,15,11,3,"všední",-1.4,-1.4,324,2552.4719999999998,1276.2360000000001,1020.9888000000001,842.31575999999995,510.49439999999998,255.24719999999999,0,-1.4]
[null,null,"1999-12-15T11:29:59.998",12,15,12,3,"všední",0.2,0.2,324,2377.944,1188.972,951.1776000000001,784.72151999999994,475.58879999999994,237.79439999999997,0,0.2]
[null,null,"1999-12-15T12:29:59.998",12,15,13,3,"všední",1.3,1.3,324,2257.9559999999997,1128.9779999999998,903.18239999999992,745.12547999999992,451.59120000000007,225.79560000000004,0,1.3]
[null,null,"1999-12-15T13:29:59.998",12,15,14,3,"všední",0.9,0.9,162,1150.7940000000001,575.39699999999993,460.31759999999997,379.76201999999984,230.15879999999993,115.07939999999996,0,0.9]
[null,null,"1999-12-15T14:29:59.998",12,15,15,3,"všední",0.2,"","",0,0,0,0,0,0,0,0.2]
[null,null,"1999-12-15T15:29:59.998",12,15,16,3,"všední",-1.1000000000000001,"","",0,0,0,0,0,0,0,-1.1000000000000001]
[null,null,"1999-12-15T16:29:59.998",12,15,17,3,"všední",-2.1,"","",0,0,0,0,0,0,0,-2.1]
[null,null,"1999-12-15T17:29:59.998",12,15,18,3,"všední",-2.7,"","",0,{"$f":"IF($K8383=\"\",0,$K8383/3600*1.2*1010*($L$1-(M$11/100*($L$1-$I8383)+$I8383)))","v":0},0,0,0,0,0,-2.7]
[null,null,"1999-12-15T18:29:59.998",12,15,19,3,"všední",-3.1,"","",0,0,0,0,0,0,0,-3.1]
[null,null,"1999-12-15T19:29:59.998",12,15,20,3,"všední",-3.8,"","",0,0,0,0,0,0,0,-3.8]
[null,null,"1999-12-15T20:29:59.998",12,15,21,3,"všední",-4.8,"","",0,0,0,0,0,0,0,-4.8]
[null,null,"1999-12-15T21:29:59.998",12,15,22,3,"všední",-5,"","",0,0,0,0,0,0,0,-5]
[null,null,"1999-12-15T22:29:59.998",12,15,23,3,"všední",-5.8,"","",0,0,0,0,0,0,0,-5.8]
[null,null,"1999-12-15T23:29:59.998",12,15,24,3,"všední",-6.6,"","",0,0,0,0,0,0,0,-6.6]
[null,null,"1999-12-16T00:29:59.998",12,16,1,4,"všední",-7.4,"","",0,0,0,0,0,0,0,-7.4]
[null,null,"1999-12-16T01:29:59.998",12,16,2,4,"všední",-7.7,"","",0,0,0,0,0,0,0,-7.7]
[null,null,"1999-12-16T02:29:59.998",12,16,3,4,"všední",-8,"","",0,0,0,0,0,0,0,-8]
[null,null,"1999-12-16T03:29:59.998",12,16,4,4,"všední",-8.3000000000000007,"","",0,0,0,0,0,0,0,-8.3000000000000007]
[null,null,"1999-12-16T04:29:59.998",12,16,5,4,"všední",-7.4,"","",0,{"$f":"IF($K8394=\"\",0,$K8394/3600*1.2*1010*($L$1-(M$11/100*($L$1-$I8394)+$I8394)))","v":0},0,0,0,0,0,-7.4]
[null,null,"1999-12-16T05:29:59.998",12,16,6,4,"všední",-7.5,"","",0,0,0,0,0,0,0,-7.5]
[null,null,"1999-12-16T06:29:59.998",12,16,7,4,"všední",-7.8,"","",0,0,0,0,0,0,0,-7.8]
[null,null,"1999-12-16T07:29:59.998",12,16,8,4,"všední",-8,-8,162,1636.2,818.1,654.48,539.94599999999991,327.24,163.62,0,-8]
[null,null,"1999-12-16T08:29:59.998",12,16,9,4,"všední",-8.3000000000000007,-8.3000000000000007,324,{"$f":"IF($K8398=\"\",0,$K8398/3600*1.2*1010*($L$1-(L$11*($L$1-$I8398)+$I8398)))","v":3305.1240000000003},1652.5620000000001,1322.0496000000001,1090.6909199999998,661.0247999999998,330.51240000000013,0,-8.3000000000000007]
[null,null,"1999-12-16T09:29:59.998",12,16,10,{"$f":"WEEKDAY(C8399-1)","v":4},{"$f":"IF(G8399=6,\"víkend\",IF(G8399=7,\"víkend\",IF(OR(D8399=7,D8399=8),\"prázdniny\",IF(AND(D8399=1,E8399=1),\"prázdniny\",\"všední\"))))","v":"všední"},-5.8,-5.8,{"$f":"IF(OR(H8399=\"víkend\",H8399=\"prázdniny\"),\"\",IF(I8399>13,0,IF(OR(F8399<$E$5,F8399>$E$6),\"\",IF(OR(F8399=8,F8399=14),$L$4/2,$L$4))))","v":324},3032.424,1516.2119999999998,1212.9696000000001,1000.6999199999999,606.48479999999984,303.24240000000015,0,-5.8]
[null,null,{"$f":"C8399+1/24","v":"1999-12-16T10:29:59.998"},12,16,11,4,"všední",-4.4000000000000004,-4.4000000000000004,324,2879.712,1439.856,1151.8848000000003,950.30496000000016,575.94240000000013,287.97120000000007,0,-4.4000000000000004]
[null,null,"1999-12-16T11:29:59.998",12,16,12,4,"všední",-3,-3,324,2727,1363.5,1090.8,899.91,545.4,272.7,0,-3]
[null,null,"1999-12-16T12:29:59.998",12,16,13,4,"všední",-1.8,-1.8,324,2596.1039999999998,1298.0519999999999,1038.4416000000001,856.71431999999993,519.22079999999983,259.61039999999991,0,-1.8]
[null,null,"1999-12-16T13:29:59.998",12,16,14,4,"všední",-1,-1,162,1254.42,627.21,501.76800000000003,413.95859999999999,250.88399999999987,125.44200000000004,0,-1]
[null,null,"1999-12-16T14:29:59.998",12,16,15,4,"všední",-1.1000000000000001,"","",0,0,0,0,0,0,0,-1.1000000000000001]
[null,null,"1999-12-16T15:29:59.998",12,16,16,4,"všední",-1.9,"","",0,{"$f":"IF($K8405=\"\",0,$K8405/3600*1.2*1010*($L$1-(M$11/100*($L$1-$I8405)+$I8405)))","v":0},0,0,0,0,0,-1.9]
[null,null,"1999-12-16T16:29:59.998",12,16,17,4,"všední",-3.2,{"$f":"+IF(K8406=\"\",\"\",I8406)","v":""},"",0,0,0,0,0,0,0,-3.2]
[null,null,"1999-12-16T17:29:59.998",12,16,18,4,"všední",-3.4,"","",0,0,0,0,0,0,0,-3.4]
[null,null,"1999-12-16T18:29:59.998",12,16,19,4,"všední",-4.5999999999999996,"","",0,0,0,0,0,0,0,-4.5999999999999996]
[null,null,"1999-12-16T19:29:59.998",12,16,20,4,"všední",-4.8,"","",0,0,0,0,0,0,0,-4.8]
[null,null,"1999-12-16T20:29:59.998",12,16,21,4,"všední",-4.9000000000000004,"","",0,0,0,0,0,0,0,-4.9000000000000004]
[null,null,"1999-12-16T21:29:59.998",12,16,22,4,"všední",-5.7,"","",0,0,0,0,0,0,0,-5.7]
[null,null,"1999-12-16T22:29:59.998",12,16,23,4,"všední",-5.6,"","",0,0,0,0,0,0,0,-5.6]
[null,null,"1999-12-16T23:29:59.998",12,16,24,4,"všední",-5.5,"","",0,0,0,0,0,0,0,-5.5]
[null,null,"1999-12-17T00:29:59.998",12,17,1,5,"všední",-5.4,"","",0,0,0,0,0,0,0,-5.4]
[null,null,"1999-12-17T01:29:59.998",12,17,2,5,"všední",-5.8,"","",0,0,0,0,0,0,0,-5.8]
[null,null,"1999-12-17T02:29:59.998",12,17,3,5,"všední",-6.2,"","",0,{"$f":"IF($K8416=\"\",0,$K8416/3600*1.2*1010*($L$1-(M$11/100*($L$1-$I8416)+$I8416)))","v":0},0,0,0,0,0,-6.2]
[null,null,"1999-12-17T03:29:59.998",12,17,4,5,"všední",-6.6,"","",0,0,0,0,0,0,0,-6.6]
[null,null,"1999-12-17T04:29:59.998",12,17,5,5,"všední",-6.8,"","",0,0,0,0,0,0,0,-6.8]
[null,null,"1999-12-17T05:29:59.998",12,17,6,5,"všední",-6.8,"","",0,0,0,0,0,0,0,-6.8]
[null,null,"1999-12-17T06:29:59.998",12,17,7,5,"všední",-7.2,"","",0,0,0,0,0,0,0,-7.2]
[null,null,"1999-12-17T07:29:59.998",12,17,8,5,"všední",-7.8,-7.8,162,1625.2919999999999,812.64599999999996,650.11680000000013,536.34636,325.05839999999984,162.52920000000003,0,-7.8]
[null,null,"1999-12-17T08:29:59.998",12,17,9,5,"všední",-7.2,-7.2,324,3185.136,1592.5680000000002,1274.0544,1051.0948799999999,637.02719999999999,318.51359999999977,0,-7.2]
[null,null,"1999-12-17T09:29:59.998",12,17,{"$f":"F8399","v":10},5,"všední",-6.6,-6.6,324,3119.6880000000001,1559.8439999999998,1247.8751999999999,1029.4970399999997,623.93759999999986,311.96879999999993,0,-6.6]
[null,null,"1999-12-17T10:29:59.998",12,17,11,5,"všední",-5,-5,324,2945.16,1472.58,1178.0640000000001,971.90279999999996,589.03199999999981,294.51599999999991,0,-5]
[null,null,"1999-12-17T11:29:59.998",12,17,12,5,"všední",-2,-2,324,2617.92,1308.96,1047.1680000000001,863.91359999999975,523.58399999999972,261.79199999999986,0,-2]
[null,null,"1999-12-17T12:29:59.998",12,17,13,5,"všední",-1.4,-1.4,324,2552.4719999999998,1276.2360000000001,1020.9888000000001,842.31575999999995,510.49439999999998,255.24719999999999,0,-1.4]
[null,null,"1999-12-17T13:29:59.998",12,17,14,5,"všední",-2.2000000000000002,-2.2000000000000002,162,1319.8679999999999,{"$f":"IF($K8427=\"\",0,$K8427/3600*1.2*1010*($L$1-(M$11/100*($L$1-$I8427)+$I8427)))","v":659.93400000000008},527.94719999999995,435.55643999999984,263.97359999999998,131.9867999999999,0,-2.2000000000000002]
[null,null,"1999-12-17T14:29:59.998",12,17,15,5,"všední",-2.8,"","",0,{"$f":"IF($K8428=\"\",0,$K8428/3600*1.2*1010*($L$1-(M$11/100*($L$1-$I8428)+$I8428)))","v":0},0,0,0,0,0,-2.8]
[null,null,"1999-12-17T15:29:59.998",12,17,16,5,"všední",-2.8,"","",0,0,0,0,0,0,0,-2.8]
[null,null,"1999-12-17T16:29:59.998",12,17,17,5,"všední",-2.8,"","",0,0,0,0,0,0,0,-2.8]
[null,null,"1999-12-17T17:29:59.998",12,17,18,5,"všední",-2.4,"","",0,0,0,0,0,0,0,-2.4]
[null,null,"1999-12-17T18:29:59.998",12,17,19,5,"všední",-2.2999999999999998,"","",0,0,0,0,0,0,0,-2.2999999999999998]
[null,null,"1999-12-17T19:29:59.998",12,17,20,5,"všední",-1.6,"","",0,0,0,0,0,0,0,-1.6]
[null,null,"1999-12-17T20:29:59.998",12,17,21,5,"všední",-1.3,"","",0,0,0,0,0,0,0,-1.3]
[null,null,"1999-12-17T21:29:59.998",12,17,22,5,"všední",-0.8,"","",0,0,0,0,0,0,0,-0.8]
[null,null,"1999-12-17T22:29:59.998",12,17,23,5,"všední",-0.6,"","",0,0,0,0,0,0,0,-0.6]
[null,null,"1999-12-17T23:29:59.998",12,17,24,5,"všední",-0.3,"","",0,0,0,0,0,0,0,-0.3]
[null,null,"1999-12-18T00:29:59.998",12,18,1,6,"víkend",-0.1,"","",0,0,0,0,0,0,0,-0.1]
[null,null,"1999-12-18T01:29:59.998",12,18,2,6,"víkend",0.4,"","",0,0,0,0,0,0,0,0.4]
[null,null,"1999-12-18T02:29:59.998",12,18,3,6,"víkend",0.8,"","",0,0,0,0,0,0,0,0.8]
[null,null,"1999-12-18T03:29:59.998",12,18,4,6,"víkend",1.3,"","",0,0,0,0,0,0,0,1.3]
[null,null,"1999-12-18T04:29:59.998",12,18,5,6,"víkend",1.7,"","",0,0,0,0,0,0,0,1.7]
[null,null,"1999-12-18T05:29:59.998",12,18,6,6,"víkend",2.2999999999999998,"","",0,0,0,0,0,0,0,2.2999999999999998]
[null,null,"1999-12-18T06:29:59.998",12,18,7,6,"víkend",2.7,"","",0,0,0,0,0,0,0,2.7]
[null,null,"1999-12-18T07:29:59.998",12,18,8,6,"víkend",3.2,"","",0,0,0,0,0,0,0,3.2]
[null,null,"1999-12-18T08:29:59.998",12,18,9,6,"víkend",3.7,"","",0,0,0,0,0,0,0,3.7]
[null,null,"1999-12-18T09:29:59.998",12,18,10,6,"víkend",3.9,"","",0,0,0,0,0,0,0,3.9]
[null,null,"1999-12-18T10:29:59.998",12,18,11,6,"víkend",4.4000000000000004,"","",0,0,0,0,0,0,0,4.4000000000000004]
[null,null,"1999-12-18T11:29:59.998",12,18,12,6,"víkend",4.9000000000000004,"","",0,0,0,0,0,0,0,4.9000000000000004]
[null,null,"1999-12-18T12:29:59.998",12,18,13,6,"víkend",5.2,"","",0,0,0,0,0,0,0,5.2]
[null,null,"1999-12-18T13:29:59.998",12,18,14,6,"víkend",4.5999999999999996,"","",0,0,0,0,0,0,0,4.5999999999999996]
[null,null,"1999-12-18T14:29:59.998",12,18,15,6,"víkend",4.5999999999999996,"","",0,0,0,0,0,0,0,4.5999999999999996]
[null,null,"1999-12-18T15:29:59.998",12,18,16,6,"víkend",4.0999999999999996,"","",0,0,0,0,0,0,0,4.0999999999999996]
[null,null,"1999-12-18T16:29:59.998",12,18,17,6,"víkend",3.5,"","",0,0,0,0,0,0,0,3.5]
[null,null,"1999-12-18T17:29:59.998",12,18,18,6,"víkend",3.4,"","",0,0,0,0,0,0,0,3.4]
[null,null,"1999-12-18T18:29:59.998",12,18,19,6,"víkend",3.2,"","",0,0,0,0,0,0,0,3.2]
[null,null,"1999-12-18T19:29:59.998",12,18,20,6,"víkend",2.9,"","",0,0,0,0,0,0,0,2.9]
[null,null,"1999-12-18T20:29:59.998",12,18,21,6,"víkend",3,"","",0,0,0,0,0,0,0,3]
[null,null,"1999-12-18T21:29:59.998",12,18,22,6,"víkend",2.9,"","",0,0,0,0,0,0,0,2.9]
[null,null,"1999-12-18T22:29:59.998",12,18,23,6,"víkend",2.6,"","",0,0,0,0,0,0,0,2.6]
[null,null,"1999-12-18T23:29:59.998",12,18,24,6,"víkend",2.4,"","",0,0,0,0,0,0,0,2.4]
[null,null,"1999-12-19T00:29:59.998",12,19,1,7,"víkend",2.1,"","",{"$f":"IF($K8462=\"\",0,$K8462/3600*1.2*1010*($L$1-(L$11*($L$1-$I8462)+$I8462)))","v":0},0,0,0,0,0,0,2.1]
[null,null,"1999-12-19T01:29:59.998",12,19,2,{"$f":"WEEKDAY(C8463-1)","v":7},{"$f":"IF(G8463=6,\"víkend\",IF(G8463=7,\"víkend\",IF(OR(D8463=7,D8463=8),\"prázdniny\",IF(AND(D8463=1,E8463=1),\"prázdniny\",\"všední\"))))","v":"víkend"},2,"",{"$f":"IF(OR(H8463=\"víkend\",H8463=\"prázdniny\"),\"\",IF(I8463>13,0,IF(OR(F8463<$E$5,F8463>$E$6),\"\",IF(OR(F8463=8,F8463=14),$L$4/2,$L$4))))","v":""},0,0,0,0,0,0,0,2]
[null,null,{"$f":"C8463+1/24","v":"1999-12-19T02:29:59.998"},12,19,3,7,"víkend",1.9,"","",0,0,0,0,0,0,0,1.9]
[null,null,"1999-12-19T03:29:59.998",12,19,4,7,"víkend",1.8,"","",0,0,0,0,0,0,0,1.8]
[null,null,"1999-12-19T04:29:59.998",12,19,5,7,"víkend",1.1000000000000001,"","",0,0,0,0,0,0,0,1.1000000000000001]
[null,null,"1999-12-19T05:29:59.998",12,19,6,7,"víkend",1,"","",0,0,0,0,0,0,0,1]
[null,null,"1999-12-19T06:29:59.998",12,19,7,7,"víkend",0.6,"","",0,0,0,0,0,0,0,0.6]
[null,null,"1999-12-19T07:29:59.998",12,19,8,7,"víkend",0.8,"","",0,0,0,0,0,0,0,0.8]
[null,null,"1999-12-19T08:29:59.998",12,19,9,7,"víkend",1.3,{"$f":"+IF(K8470=\"\",\"\",I8470)","v":""},"",0,0,0,0,{"$f":"IF($K8470=\"\",0,$K8470/3600*1.2*1010*($L$1-(P$11/100*($L$1-$I8470)+$I8470)))","v":0},0,0,1.3]
[null,null,"1999-12-19T09:29:59.998",12,19,10,7,"víkend",2.1,"","",0,{"$f":"IF($K8471=\"\",0,$K8471/3600*1.2*1010*($L$1-(M$11/100*($L$1-$I8471)+$I8471)))","v":0},0,0,0,0,0,2.1]
[null,null,"1999-12-19T10:29:59.998",12,19,11,7,"víkend",2.4,"","",0,0,0,0,0,0,0,2.4]
[null,null,"1999-12-19T11:29:59.998",12,19,12,7,"víkend",2.5,"","",0,0,0,0,0,0,0,2.5]
[null,null,"1999-12-19T12:29:59.998",12,19,13,7,"víkend",1.6,"","",0,0,0,0,0,0,0,1.6]
[null,null,"1999-12-19T13:29:59.998",12,19,14,7,"víkend",1,"","",0,0,0,0,0,0,0,1]
[null,null,"1999-12-19T14:29:59.998",12,19,15,7,"víkend",1.1000000000000001,"","",0,0,0,0,0,0,0,1.1000000000000001]
[null,null,"1999-12-19T15:29:59.998",12,19,16,7,"víkend",1.2,"","",0,0,0,0,0,0,0,1.2]
[null,null,"1999-12-19T16:29:59.998",12,19,17,7,"víkend",1.8,"","",0,0,0,0,0,0,0,1.8]
[null,null,"1999-12-19T17:29:59.998",12,19,18,7,"víkend",2.6,"","",0,0,0,0,0,0,0,2.6]
[null,null,"1999-12-19T18:29:59.998",12,19,19,7,"víkend",3.3,"","",0,0,0,0,0,0,0,3.3]
[null,null,"1999-12-19T19:29:59.998",12,19,20,7,"víkend",4,"","",0,0,0,0,0,0,0,4]
[null,null,"1999-12-19T20:29:59.998",12,19,21,7,"víkend",4.7,"","",0,0,0,0,0,0,0,4.7]
[null,null,"1999-12-19T21:29:59.998",12,19,22,7,"víkend",5.4,"","",0,0,0,0,0,0,0,5.4]
[null,null,"1999-12-19T22:29:59.998",12,19,23,7,"víkend",5.7,"","",0,0,0,0,0,0,0,5.7]
[null,null,"1999-12-19T23:29:59.998",12,19,24,7,"víkend",6.1,"","",0,0,0,0,0,0,0,6.1]
[null,null,"1999-12-20T00:29:59.998",12,20,1,1,"všední",6.4]
[null,null,"1999-12-20T01:29:59.998",12,20,{"$f":"F8463","v":2},1,"všední",6.4]
[null,null,"1999-12-20T02:29:59.998",12,20,3,1,"všední",6.5]
[null,null,"1999-12-20T03:29:59.998",12,20,4,1,"všední",6.5]
[null,null,"1999-12-20T04:29:59.998",12,20,5,1,"všední",6.9]
[null,null,"1999-12-20T05:29:59.998",12,20,6,1,"všední",7]
[null,null,"1999-12-20T06:29:59.998",12,20,7,1,"všední",5.7]
[null,null,"1999-12-20T07:29:59.998",12,20,8,1,"všední",5]
[null,null,"1999-12-20T08:29:59.998",12,20,9,1,"všední",4.4000000000000004]
[null,null,"1999-12-20T09:29:59.998",12,20,10,1,"všední",4.4000000000000004]
[null,null,"1999-12-20T10:29:59.998",12,20,11,1,"všední",4.9000000000000004]
[null,null,"1999-12-20T11:29:59.998",12,20,12,1,"všední",5]
[null,null,"1999-12-20T12:29:59.998",12,20,13,1,"všední",5.5]
[null,null,"1999-12-20T13:29:59.998",12,20,14,1,"všední",4]
[null,null,"1999-12-20T14:29:59.998",12,20,15,1,"všední",3.6]
[null,null,"1999-12-20T15:29:59.998",12,20,16,1,"všední",3]
[null,null,"1999-12-20T16:29:59.998",12,20,17,1,"všední",2.2999999999999998]
[null,null,"1999-12-20T17:29:59.998",12,20,18,1,"všední",2.2000000000000002]
[null,null,"1999-12-20T18:29:59.998",12,20,19,1,"všední",0.9]
[null,null,"1999-12-20T19:29:59.998",12,20,20,1,"všední",0.8]
[null,null,"1999-12-20T20:29:59.998",12,20,21,1,"všední",0.4]
[null,null,"1999-12-20T21:29:59.998",12,20,22,1,"všední",0.7]
[null,null,"1999-12-20T22:29:59.998",12,20,23,1,"všední",0.5]
[null,null,"1999-12-20T23:29:59.998",12,20,24,1,"všední",0.2]
[null,null,"1999-12-21T00:29:59.998",12,21,1,2,"všední",0]
[null,null,"1999-12-21T01:29:59.998",12,21,2,2,"všední",-0.1]
[null,null,"1999-12-21T02:29:59.998",12,21,3,2,"všední",-0.1]
[null,null,"1999-12-21T03:29:59.998",12,21,4,2,"všední",-0.2]
[null,null,"1999-12-21T04:29:59.998",12,21,5,2,"všední",-0.2]
[null,null,"1999-12-21T05:29:59.998",12,21,6,2,"všední",-0.3]
[null,null,"1999-12-21T06:29:59.998",12,21,7,2,"všední",0]
[null,null,"1999-12-21T07:29:59.998",12,21,8,2,"všední",0.2]
[null,null,"1999-12-21T08:29:59.998",12,21,9,2,"všední",0.2]
[null,null,"1999-12-21T09:29:59.998",12,21,10,2,"všední",1.2]
[null,null,"1999-12-21T10:29:59.998",12,21,11,2,"všední",2]
[null,null,"1999-12-21T11:29:59.998",12,21,12,2,"všední",2.2000000000000002]
[null,null,"1999-12-21T12:29:59.998",12,21,13,2,"všední",2.5]
[null,null,"1999-12-21T13:29:59.998",12,21,14,2,"všední",2.1]
[null,null,"1999-12-21T14:29:59.998",12,21,15,2,"všední",2.2999999999999998]
[null,null,"1999-12-21T15:29:59.998",12,21,16,2,"všední",1.9]
[null,null,"1999-12-21T16:29:59.998",12,21,17,2,"všední",1.8]
[null,null,"1999-12-21T17:29:59.998",12,21,18,{"$f":"WEEKDAY(C8527-1)","v":2},{"$f":"IF(G8527=6,\"víkend\",IF(G8527=7,\"víkend\",IF(OR(D8527=7,D8527=8),\"prázdniny\",IF(AND(D8527=1,E8527=1),\"prázdniny\",\"všední\"))))","v":"všední"},1.6]
[null,null,{"$f":"C8527+1/24","v":"1999-12-21T18:29:59.998"},12,21,19,2,"všední",0.8]
[null,null,"1999-12-21T19:29:59.998",12,21,20,2,"všední",0.4]
[null,null,"1999-12-21T20:29:59.998",12,21,21,2,"všední",0.4]
[null,null,"1999-12-21T21:29:59.998",12,21,22,2,"všední",0.4]
[null,null,"1999-12-21T22:29:59.998",12,21,23,2,"všední",0.6]
[null,null,"1999-12-21T23:29:59.998",12,21,24,2,"všední",0.8]
[null,null,"1999-12-22T00:29:59.998",12,22,1,3,"všední",1]
[null,null,"1999-12-22T01:29:59.998",12,22,2,3,"všední",1.9]
[null,null,"1999-12-22T02:29:59.998",12,22,3,3,"všední",2.9]
[null,null,"1999-12-22T03:29:59.998",12,22,4,3,"všední",3.8]
[null,null,"1999-12-22T04:29:59.998",12,22,5,3,"všední",3.2]
[null,null,"1999-12-22T05:29:59.998",12,22,6,3,"všední",2.5]
[null,null,"1999-12-22T06:29:59.998",12,22,7,3,"všední",2.2000000000000002]
[null,null,"1999-12-22T07:29:59.998",12,22,8,3,"všední",1.8]
[null,null,"1999-12-22T08:29:59.998",12,22,9,3,"všední",1.8]
[null,null,"1999-12-22T09:29:59.998",12,22,10,3,"všední",2]
[null,null,"1999-12-22T10:29:59.998",12,22,11,3,"všední",2.4]
[null,null,"1999-12-22T11:29:59.998",12,22,12,3,"všední",2.9]
[null,null,"1999-12-22T12:29:59.998",12,22,13,3,"všední",3.1]
[null,null,"1999-12-22T13:29:59.998",12,22,14,3,"všední",3.1]
[null,null,"1999-12-22T14:29:59.998",12,22,15,3,"všední",2.9]
[null,null,"1999-12-22T15:29:59.998",12,22,16,3,"všední",2.5]
[null,null,"1999-12-22T16:29:59.998",12,22,17,3,"všední",2.4]
[null,null,"1999-12-22T17:29:59.998",12,22,{"$f":"F8527","v":18},3,"všední",2.1]
[null,null,"1999-12-22T18:29:59.998",12,22,19,3,"všední",1.8]
[null,null,"1999-12-22T19:29:59.998",12,22,20,3,"všední",2]
[null,null,"1999-12-22T20:29:59.998",12,22,21,3,"všední",2.2000000000000002]
[null,null,"1999-12-22T21:29:59.998",12,22,22,3,"všední",2.5]
[null,null,"1999-12-22T22:29:59.998",12,22,23,3,"všední",2.6]
[null,null,"1999-12-22T23:29:59.998",12,22,24,3,"všední",2.8]
[null,null,"1999-12-23T00:29:59.998",12,23,1,4,"všední",2.9]
[null,null,"1999-12-23T01:29:59.998",12,23,2,4,"všední",3.3]
[null,null,"1999-12-23T02:29:59.998",12,23,3,4,"všední",3.7]
[null,null,"1999-12-23T03:29:59.998",12,23,4,4,"všední",4.0999999999999996]
[null,null,"1999-12-23T04:29:59.998",12,23,5,4,"všední",6]
[null,null,"1999-12-23T05:29:59.998",12,23,6,4,"všední",7.7]
[null,null,"1999-12-23T06:29:59.998",12,23,7,4,"všední",9]
[null,null,"1999-12-23T07:29:59.998",12,23,8,4,"všední",8.6999999999999993]
[null,null,"1999-12-23T08:29:59.998",12,23,9,4,"všední",8.5]
[null,null,"1999-12-23T09:29:59.998",12,23,10,4,"všední",8.4]
[null,null,"1999-12-23T10:29:59.998",12,23,11,4,"všední",8.6]
[null,null,"1999-12-23T11:29:59.998",12,23,12,4,"všední",8.8000000000000007]
[null,null,"1999-12-23T12:29:59.998",12,23,13,4,"všední",9.3000000000000007]
[null,null,"1999-12-23T13:29:59.998",12,23,14,4,"všední",9.5]
[null,null,"1999-12-23T14:29:59.998",12,23,15,4,"všední",9.5]
[null,null,"1999-12-23T15:29:59.998",12,23,16,4,"všední",9.4]
[null,null,"1999-12-23T16:29:59.998",12,23,17,4,"všední",9.4]
[null,null,"1999-12-23T17:29:59.998",12,23,18,4,"všední",9.4]
[null,null,"1999-12-23T18:29:59.998",12,23,19,4,"všední",9.6999999999999993]
[null,null,"1999-12-23T19:29:59.998",12,23,20,4,"všední",9.8000000000000007]
[null,null,"1999-12-23T20:29:59.998",12,23,21,4,"všední",9.6999999999999993]
[null,null,"1999-12-23T21:29:59.998",12,23,22,4,"všední",9.1999999999999993]
[null,null,"1999-12-23T22:29:59.998",12,23,23,4,"všední",9.1]
[null,null,"1999-12-23T23:29:59.998",12,23,24,4,"všední",9.1]
[null,null,"1999-12-24T00:29:59.998",12,24,1,5,"všední",9]
[null,null,"1999-12-24T01:29:59.998",12,24,2,5,"všední",7.7]
[null,null,"1999-12-24T02:29:59.998",12,24,3,5,"všední",6.5]
[null,null,"1999-12-24T03:29:59.998",12,24,4,5,"všední",5.2]
[null,null,"1999-12-24T04:29:59.998",12,24,5,5,"všední",4.5]
[null,null,"1999-12-24T05:29:59.998",12,24,6,5,"všední",4.2]
[null,null,"1999-12-24T06:29:59.998",12,24,7,5,"všední",3.9]
[null,null,"1999-12-24T07:29:59.998",12,24,8,5,"všední",3.5]
[null,null,"1999-12-24T08:29:59.998",12,24,9,5,"všední",3.5]
[null,null,"1999-12-24T09:29:59.998",12,24,10,{"$f":"WEEKDAY(C8591-1)","v":5},{"$f":"IF(G8591=6,\"víkend\",IF(G8591=7,\"víkend\",IF(OR(D8591=7,D8591=8),\"prázdniny\",IF(AND(D8591=1,E8591=1),\"prázdniny\",\"všední\"))))","v":"všední"},3.1]
[null,null,{"$f":"C8591+1/24","v":"1999-12-24T10:29:59.998"},12,24,11,5,"všední",4.0999999999999996]
[null,null,"1999-12-24T11:29:59.998",12,24,12,5,"všední",4]
[null,null,"1999-12-24T12:29:59.998",12,24,13,5,"všední",4.8]
[null,null,"1999-12-24T13:29:59.998",12,24,14,5,"všední",4.8]
[null,null,"1999-12-24T14:29:59.998",12,24,15,5,"všední",4.5]
[null,null,"1999-12-24T15:29:59.998",12,24,16,5,"všední",2.6]
[null,null,"1999-12-24T16:29:59.998",12,24,17,5,"všední",2.2999999999999998]
[null,null,"1999-12-24T17:29:59.998",12,24,18,5,"všední",2.5]
[null,null,"1999-12-24T18:29:59.998",12,24,19,5,"všední",3]
[null,null,"1999-12-24T19:29:59.998",12,24,20,5,"všední",2.1]
[null,null,"1999-12-24T20:29:59.998",12,24,21,5,"všední",1.8]
[null,null,"1999-12-24T21:29:59.998",12,24,22,5,"všední",2.2999999999999998]
[null,null,"1999-12-24T22:29:59.998",12,24,23,5,"všední",2.1]
[null,null,"1999-12-24T23:29:59.998",12,24,24,5,"všední",2]
[null,null,"1999-12-25T00:29:59.998",12,25,1,6,"víkend",1.8]
[null,null,"1999-12-25T01:29:59.998",12,25,2,6,"víkend",1.6]
[null,null,"1999-12-25T02:29:59.998",12,25,3,6,"víkend",1.5]
[null,null,"1999-12-25T03:29:59.998",12,25,4,6,"víkend",1.3]
[null,null,"1999-12-25T04:29:59.998",12,25,5,6,"víkend",1.2]
[null,null,"1999-12-25T05:29:59.998",12,25,6,6,"víkend",1.8]
[null,null,"1999-12-25T06:29:59.998",12,25,7,6,"víkend",1.7]
[null,null,"1999-12-25T07:29:59.998",12,25,8,6,"víkend",1.1000000000000001]
[null,null,"1999-12-25T08:29:59.998",12,25,9,6,"víkend",0.4]
[null,null,"1999-12-25T09:29:59.998",12,25,{"$f":"F8591","v":10},6,"víkend",0]
[null,null,"1999-12-25T10:29:59.998",12,25,11,6,"víkend",1.3]
[null,null,"1999-12-25T11:29:59.998",12,25,12,6,"víkend",1.5]
[null,null,"1999-12-25T12:29:59.998",12,25,13,6,"víkend",2.2000000000000002]
[null,null,"1999-12-25T13:29:59.998",12,25,14,6,"víkend",1.6]
[null,null,"1999-12-25T14:29:59.998",12,25,15,6,"víkend",1.2]
[null,null,"1999-12-25T15:29:59.998",12,25,16,6,"víkend",1]
[null,null,"1999-12-25T16:29:59.998",12,25,17,6,"víkend",0.8]
[null,null,"1999-12-25T17:29:59.998",12,25,18,6,"víkend",0.8]
[null,null,"1999-12-25T18:29:59.998",12,25,19,6,"víkend",0.5]
[null,null,"1999-12-25T19:29:59.998",12,25,20,6,"víkend",0.4]
[null,null,"1999-12-25T20:29:59.998",12,25,21,6,"víkend",0.1]
[null,null,"1999-12-25T21:29:59.998",12,25,22,6,"víkend",0]
[null,null,"1999-12-25T22:29:59.998",12,25,23,6,"víkend",-0.5]
[null,null,"1999-12-25T23:29:59.998",12,25,24,6,"víkend",-1.1000000000000001]
[null,null,"1999-12-26T00:29:59.998",12,26,1,7,"víkend",-1.6]
[null,null,"1999-12-26T01:29:59.998",12,26,2,7,"víkend",-1.2]
[null,null,"1999-12-26T02:29:59.998",12,26,3,7,"víkend",-0.9]
[null,null,"1999-12-26T03:29:59.998",12,26,4,7,"víkend",-0.5]
[null,null,"1999-12-26T04:29:59.998",12,26,5,7,"víkend",-0.5]
[null,null,"1999-12-26T05:29:59.998",12,26,6,7,"víkend",0]
[null,null,"1999-12-26T06:29:59.998",12,26,7,7,"víkend",0.1]
[null,null,"1999-12-26T07:29:59.998",12,26,8,7,"víkend",0.4]
[null,null,"1999-12-26T08:29:59.998",12,26,9,7,"víkend",0.6]
[null,null,"1999-12-26T09:29:59.998",12,26,10,7,"víkend",1.2]
[null,null,"1999-12-26T10:29:59.998",12,26,11,7,"víkend",-0.2]
[null,null,"1999-12-26T11:29:59.998",12,26,12,7,"víkend",-0.2]
[null,null,"1999-12-26T12:29:59.998",12,26,13,7,"víkend",-0.1]
[null,null,"1999-12-26T13:29:59.998",12,26,14,7,"víkend",0]
[null,null,"1999-12-26T14:29:59.998",12,26,15,7,"víkend",0.7]
[null,null,"1999-12-26T15:29:59.998",12,26,16,7,"víkend",1]
[null,null,"1999-12-26T16:29:59.998",12,26,17,7,"víkend",1.2]
[null,null,"1999-12-26T17:29:59.998",12,26,18,7,"víkend",1.5]
[null,null,"1999-12-26T18:29:59.998",12,26,19,7,"víkend",1.4]
[null,null,"1999-12-26T19:29:59.998",12,26,20,7,"víkend",1.6]
[null,null,"1999-12-26T20:29:59.998",12,26,21,7,"víkend",2.1]
[null,null,"1999-12-26T21:29:59.998",12,26,22,7,"víkend",2.2000000000000002]
[null,null,"1999-12-26T22:29:59.998",12,26,23,7,"víkend",2.2999999999999998]
[null,null,"1999-12-26T23:29:59.998",12,26,24,7,"víkend",2.5]
[null,null,"1999-12-27T00:29:59.998",12,27,1,1,"všední",2.6]
[null,null,"1999-12-27T01:29:59.998",12,27,2,{"$f":"WEEKDAY(C8655-1)","v":1},{"$f":"IF(G8655=6,\"víkend\",IF(G8655=7,\"víkend\",IF(OR(D8655=7,D8655=8),\"prázdniny\",IF(AND(D8655=1,E8655=1),\"prázdniny\",\"všední\"))))","v":"všední"},2.7]
[null,null,{"$f":"C8655+1/24","v":"1999-12-27T02:29:59.998"},12,27,3,1,"všední",2.8]
[null,null,"1999-12-27T03:29:59.998",12,27,4,1,"všední",2.9]
[null,null,"1999-12-27T04:29:59.998",12,27,5,1,"všední",2.4]
[null,null,"1999-12-27T05:29:59.998",12,27,6,1,"všední",2.8]
[null,null,"1999-12-27T06:29:59.998",12,27,7,1,"všední",3.1]
[null,null,"1999-12-27T07:29:59.998",12,27,8,1,"všední",3]
[null,null,"1999-12-27T08:29:59.998",12,27,9,1,"všední",2.8]
[null,null,"1999-12-27T09:29:59.998",12,27,10,1,"všední",4.0999999999999996]
[null,null,"1999-12-27T10:29:59.998",12,27,11,1,"všední",4]
[null,null,"1999-12-27T11:29:59.998",12,27,12,1,"všední",3.9]
[null,null,"1999-12-27T12:29:59.998",12,27,13,1,"všední",3.6]
[null,null,"1999-12-27T13:29:59.998",12,27,14,1,"všední",3.2]
[null,null,"1999-12-27T14:29:59.998",12,27,15,1,"všední",2.8]
[null,null,"1999-12-27T15:29:59.998",12,27,16,1,"všední",2.7]
[null,null,"1999-12-27T16:29:59.998",12,27,17,1,"všední",2.4]
[null,null,"1999-12-27T17:29:59.998",12,27,18,1,"všední",2.1]
[null,null,"1999-12-27T18:29:59.998",12,27,19,1,"všední",2.1]
[null,null,"1999-12-27T19:29:59.998",12,27,20,1,"všední",1.8]
[null,null,"1999-12-27T20:29:59.998",12,27,21,1,"všední",2]
[null,null,"1999-12-27T21:29:59.998",12,27,22,1,"všední",1.7]
[null,null,"1999-12-27T22:29:59.998",12,27,23,1,"všední",1.6]
[null,null,"1999-12-27T23:29:59.998",12,27,24,1,"všední",1.4]
[null,null,"1999-12-28T00:29:59.998",12,28,1,2,"všední",1.3]
[null,null,"1999-12-28T01:29:59.998",12,28,{"$f":"F8655","v":2},2,"všední",1]
[null,null,"1999-12-28T02:29:59.998",12,28,3,2,"všední",0.7]
[null,null,"1999-12-28T03:29:59.998",12,28,4,2,"všední",0.4]
[null,null,"1999-12-28T04:29:59.998",12,28,5,2,"všední",0.2]
[null,null,"1999-12-28T05:29:59.998",12,28,6,2,"všední",0.1]
[null,null,"1999-12-28T06:29:59.998",12,28,7,2,"všední",0]
[null,null,"1999-12-28T07:29:59.998",12,28,8,2,"všední",0]
[null,null,"1999-12-28T08:29:59.998",12,28,9,2,"všední",0]
[null,null,"1999-12-28T09:29:59.998",12,28,10,2,"všední",0.4]
[null,null,"1999-12-28T10:29:59.998",12,28,11,2,"všední",0.7]
[null,null,"1999-12-28T11:29:59.998",12,28,12,2,"všední",1]
[null,null,"1999-12-28T12:29:59.998",12,28,13,2,"všední",1.1000000000000001]
[null,null,"1999-12-28T13:29:59.998",12,28,14,2,"všední",0.6]
[null,null,"1999-12-28T14:29:59.998",12,28,15,2,"všední",0.4]
[null,null,"1999-12-28T15:29:59.998",12,28,16,2,"všední",-0.4]
[null,null,"1999-12-28T16:29:59.998",12,28,17,2,"všední",-1.2]
[null,null,"1999-12-28T17:29:59.998",12,28,18,2,"všední",-1.8]
[null,null,"1999-12-28T18:29:59.998",12,28,19,2,"všední",-2.9]
[null,null,"1999-12-28T19:29:59.998",12,28,20,2,"všední",-4.2]
[null,null,"1999-12-28T20:29:59.998",12,28,21,2,"všední",-4.0999999999999996]
[null,null,"1999-12-28T21:29:59.998",12,28,22,2,"všední",-3.5]
[null,null,"1999-12-28T22:29:59.998",12,28,23,2,"všední",-3.7]
[null,null,"1999-12-28T23:29:59.998",12,28,24,2,"všední",-4]
[null,null,"1999-12-29T00:29:59.998",12,29,1,3,"všední",-4.2]
[null,null,"1999-12-29T01:29:59.998",12,29,2,3,"všední",-3.9]
[null,null,"1999-12-29T02:29:59.998",12,29,3,3,"všední",-3.7]
[null,null,"1999-12-29T03:29:59.998",12,29,4,3,"všední",-3.4]
[null,null,"1999-12-29T04:29:59.998",12,29,5,3,"všední",-2.8]
[null,null,"1999-12-29T05:29:59.998",12,29,6,3,"všední",-2.6]
[null,null,"1999-12-29T06:29:59.998",12,29,7,3,"všední",-2.2000000000000002]
[null,null,"1999-12-29T07:29:59.998",12,29,8,3,"všední",-1.7]
[null,null,"1999-12-29T08:29:59.998",12,29,9,3,"všední",-1.3]
[null,null,"1999-12-29T09:29:59.998",12,29,10,3,"všední",-0.5]
[null,null,"1999-12-29T10:29:59.998",12,29,11,3,"všední",0.1]
[null,null,"1999-12-29T11:29:59.998",12,29,12,3,"všední",0.6]
[null,null,"1999-12-29T12:29:59.998",12,29,13,3,"všední",1]
[null,null,"1999-12-29T13:29:59.998",12,29,14,3,"všední",1.2]
[null,null,"1999-12-29T14:29:59.998",12,29,15,3,"všední",1.4]
[null,null,"1999-12-29T15:29:59.998",12,29,16,3,"všední",0.5]
[null,null,"1999-12-29T16:29:59.998",12,29,17,3,"všední",-0.3]
[null,null,"1999-12-29T17:29:59.998",12,29,18,{"$f":"WEEKDAY(C8719-1)","v":3},{"$f":"IF(G8719=6,\"víkend\",IF(G8719=7,\"víkend\",IF(OR(D8719=7,D8719=8),\"prázdniny\",IF(AND(D8719=1,E8719=1),\"prázdniny\",\"všední\"))))","v":"všední"},0.4]
[null,null,{"$f":"C8719+1/24","v":"1999-12-29T18:29:59.998"},12,29,19,3,"všední",0.5]
[null,null,"1999-12-29T19:29:59.998",12,29,20,3,"všední",0.5]
[null,null,"1999-12-29T20:29:59.998",12,29,21,3,"všední",0.8]
[null,null,"1999-12-29T21:29:59.998",12,29,22,3,"všední",1.2]
[null,null,"1999-12-29T22:29:59.998",12,29,23,3,"všední",1.2]
[null,null,"1999-12-29T23:29:59.998",12,29,24,3,"všední",1.2]
[null,null,"1999-12-30T00:29:59.998",12,30,1,4,"všední",1.2]
[null,null,"1999-12-30T01:29:59.998",12,30,2,4,"všední",1.2]
[null,null,"1999-12-30T02:29:59.998",12,30,3,4,"všední",1.3]
[null,null,"1999-12-30T03:29:59.998",12,30,4,4,"všední",1.3]
[null,null,"1999-12-30T04:29:59.998",12,30,5,4,"všední",1.5]
[null,null,"1999-12-30T05:29:59.998",12,30,6,4,"všední",1.8]
[null,null,"1999-12-30T06:29:59.998",12,30,7,4,"všední",2]
[null,null,"1999-12-30T07:29:59.998",12,30,8,4,"všední",2]
[null,null,"1999-12-30T08:29:59.998",12,30,9,4,"všední",2.1]
[null,null,"1999-12-30T09:29:59.998",12,30,10,4,"všední",2.8]
[null,null,"1999-12-30T10:29:59.998",12,30,11,4,"všední",3.2]
[null,null,"1999-12-30T11:29:59.998",12,30,12,4,"všední",3.9]
[null,null,"1999-12-30T12:29:59.998",12,30,13,4,"všední",4.5]
[null,null,"1999-12-30T13:29:59.998",12,30,14,4,"všední",4.4000000000000004]
[null,null,"1999-12-30T14:29:59.998",12,30,15,4,"všední",4.9000000000000004]
[null,null,"1999-12-30T15:29:59.998",12,30,16,4,"všední",4.5]
[null,null,"1999-12-30T16:29:59.998",12,30,17,4,"všední",2.9]
[null,null,"1999-12-30T17:29:59.998",12,30,{"$f":"F8719","v":18},4,"všední",2.5]
[null,null,"1999-12-30T18:29:59.998",12,30,19,4,"všední",2.4]
[null,null,"1999-12-30T19:29:59.998",12,30,20,4,"všední",2.4]
[null,null,"1999-12-30T20:29:59.998",12,30,21,4,"všední",3.2]
[null,null,"1999-12-30T21:29:59.998",12,30,22,4,"všední",3.1]
[null,null,"1999-12-30T22:29:59.998",12,30,23,4,"všední",3]
[null,null,"1999-12-30T23:29:59.998",12,30,24,4,"všední",2.9]
[null,null,"1999-12-31T00:29:59.998",12,31,1,5,"všední",2.8]
[null,null,"1999-12-31T01:29:59.998",12,31,2,5,"všední",2.8]
[null,null,"1999-12-31T02:29:59.998",12,31,3,5,"všední",2.7]
[null,null,"1999-12-31T03:29:59.998",12,31,4,5,"všední",2.7]
[null,null,"1999-12-31T04:29:59.998",12,31,5,5,"všední",2.6]
[null,null,"1999-12-31T05:29:59.998",12,31,6,5,"všední",2.6]
[null,null,"1999-12-31T06:29:59.998",12,31,7,5,"všední",2.4]
[null,null,"1999-12-31T07:29:59.998",12,31,8,5,"všední",2.2000000000000002]
[null,null,"1999-12-31T08:29:59.998",12,31,9,5,"všední",2.2000000000000002]
[null,null,"1999-12-31T09:29:59.998",12,31,10,5,"všední",2.5]
[null,null,"1999-12-31T10:29:59.998",12,31,11,5,"všední",2.7]
[null,null,"1999-12-31T11:29:59.998",12,31,12,5,"všední",2.8]
[null,null,"1999-12-31T12:29:59.998",12,31,13,5,"všední",2.6]
[null,null,"1999-12-31T13:29:59.998",12,31,14,5,"všední",2.6]
[null,null,"1999-12-31T14:29:59.998",12,31,15,5,"všední",2.1]
[null,null,"1999-12-31T15:29:59.998",12,31,16,5,"všední",1.4]
[null,null,"1999-12-31T16:29:59.998",12,31,17,5,"všední",0.8]
[null,null,"1999-12-31T17:29:59.998",12,31,18,5,"všední",-0.4]
[null,null,"1999-12-31T18:29:59.998",12,31,19,5,"všední",-1.4]
[null,null,"1999-12-31T19:29:59.998",12,31,20,5,"všední",-1.9]
[null,null,"1999-12-31T20:29:59.998",12,31,21,5,"všední",-2.4]
[null,null,"1999-12-31T21:29:59.998",12,31,22,5,"všední",-3.4]
[null,null,"1999-12-31T22:29:59.998",12,31,23,5,"všední",-3.4]
[null,null,"1999-12-31T23:29:59.998",12,31,24,5,"všední",-3.3]

{"sheet":"Data","index":2,"n_rows":8768,"n_cols":15,"rows_kept":8768,"cut":false,"hidden":false,"merged":[]}
[]
[]
[null,null,null,"Hodina","od",8]
[null,null,null,null,"do",14]
[]
[null,null,null,null,null,null,null,null,null,null,null,"Výkon",null,{"$f":"+MAX(N9:N8768)","v":0}]
[null,null,null,null,null,null,null,null,null,null,null,"Potřeba tepla",null,{"$f":"+SUM(N9:N8768)","v":0},{"$f":"+SUM(O9:O8768)","v":0}]
[null,null,null,"Date","M","D","H","DT","všední/víkend","te",null,null,"ti","Q","Q"]
[1,"00:30:00","1999-01-01",{"$f":"C9+B9","v":"1999-01-01T00:30:00"},1,1,1,{"$f":"WEEKDAY(D9-1)","v":5},{"$f":"IF(OR(E9=7,E9=8),\"prázdniny\",(IF(H9=6,\"víkend\",IF(H9=7,\"víkend\",IF(AND(E9=1,F9=1),\"prázdniny\",\"všední\")))))","v":"prázdniny"},-4.55]
[2,null,null,{"$f":"D9+1/24","v":"1999-01-01T01:30:00"},1,1,2,{"$f":"WEEKDAY(D10-1)","v":5},{"$f":"IF(OR(E10=7,E10=8),\"prázdniny\",(IF(H10=6,\"víkend\",IF(H10=7,\"víkend\",IF(AND(E10=1,F10=1),\"prázdniny\",\"všední\")))))","v":"prázdniny"},-5.8]
[3,null,null,{"$f":"D10+1/24","v":"1999-01-01T02:30:00"},1,1,3,5,"prázdniny",-5.9]
[4,null,null,"1999-01-01T03:30:00",1,1,4,5,"prázdniny",-6.1]
[5,null,null,"1999-01-01T04:30:00",1,1,5,5,"prázdniny",-6.6]
[6,null,null,"1999-01-01T05:30:00",1,1,6,5,"prázdniny",-6.6]
[7,null,null,"1999-01-01T06:30:00",1,1,7,5,"prázdniny",-6.8]
[8,null,null,"1999-01-01T07:30:00",1,1,8,5,"prázdniny",-7]
[9,null,null,"1999-01-01T08:30:00",1,1,9,5,"prázdniny",-6.9]
[10,null,null,"1999-01-01T09:30:00",1,1,10,5,"prázdniny",-6.6]
[11,null,null,"1999-01-01T10:30:00",1,1,11,5,"prázdniny",-6.3]
[12,null,null,"1999-01-01T11:30:00",1,1,12,5,"prázdniny",-5.4]
[13,null,null,"1999-01-01T12:30:00",1,1,13,5,"prázdniny",-5.7]
[14,null,null,"1999-01-01T13:30:00",1,1,14,5,"prázdniny",-5.5]
[15,null,null,"1999-01-01T14:30:00",1,1,15,5,"prázdniny",-5.5]
[16,null,null,"1999-01-01T15:30:00",1,1,16,5,"prázdniny",-5.6]
[17,null,null,"1999-01-01T16:30:00",1,1,17,5,"prázdniny",-5.0999999999999996]
[18,null,null,"1999-01-01T17:30:00",1,1,18,5,"prázdniny",-5]
[19,null,null,"1999-01-01T18:30:00",1,1,19,5,"prázdniny",-4.9000000000000004]
[20,null,null,"1999-01-01T19:30:00",1,1,20,5,"prázdniny",-4.5]
[21,null,null,"1999-01-01T20:30:00",1,1,21,5,"prázdniny",-4.5999999999999996]
[22,null,null,"1999-01-01T21:30:00",1,1,22,5,"prázdniny",-4.2]
[23,null,null,"1999-01-01T22:30:00",1,1,23,5,"prázdniny",-4.4000000000000004]
[24,null,null,"1999-01-01T23:30:00",1,1,24,5,"prázdniny",-4.5999999999999996]
[25,null,null,"1999-01-02T00:30:00",1,2,{"$f":"G9","v":1},6,"víkend",-4.8]
[26,null,null,"1999-01-02T01:30:00",1,2,{"$f":"G10","v":2},6,"víkend",-5.2]
[27,null,null,"1999-01-02T02:30:00",1,2,3,6,"víkend",-5.5]
[28,null,null,"1999-01-02T03:30:00",1,2,4,6,"víkend",-5.9]
[29,null,null,"1999-01-02T04:30:00",1,2,5,6,"víkend",-6.7]
[30,null,null,"1999-01-02T05:30:00",1,2,6,6,"víkend",-6.7]
[31,null,null,"1999-01-02T06:30:00",1,2,7,6,"víkend",-6.6]
[32,null,null,"1999-01-02T07:30:00",1,2,8,6,"víkend",-6.7]
[33,null,null,"1999-01-02T08:30:00",1,2,9,6,"víkend",-6.2]
[34,null,null,"1999-01-02T09:30:00",1,2,10,6,"víkend",-5]
[35,null,null,"1999-01-02T10:30:00",1,2,11,6,"víkend",-4.9000000000000004]
[36,null,null,"1999-01-02T11:30:00",1,2,12,6,"víkend",-3.6]
[37,null,null,"1999-01-02T12:30:00",1,2,13,6,"víkend",-2.5]
[38,null,null,"1999-01-02T13:30:00",1,2,14,6,"víkend",-1.7]
[39,null,null,"1999-01-02T14:30:00",1,2,15,6,"víkend",-1.2]
[40,null,null,"1999-01-02T15:30:00",1,2,16,6,"víkend",-1]
[41,null,null,"1999-01-02T16:30:00",1,2,17,6,"víkend",-0.7]
[42,null,null,"1999-01-02T17:30:00",1,2,18,6,"víkend",-0.5]
[43,null,null,"1999-01-02T18:30:00",1,2,19,6,"víkend",-0.4]
[44,null,null,"1999-01-02T19:30:00",1,2,20,6,"víkend",-0.2]
[45,null,null,"1999-01-02T20:30:00",1,2,21,6,"víkend",-0.2]
[46,null,null,"1999-01-02T21:30:00",1,2,22,6,"víkend",-0.1]
[47,null,null,"1999-01-02T22:30:00",1,2,23,6,"víkend",0.1]
[48,null,null,"1999-01-02T23:30:00",1,2,24,6,"víkend",0.3]
[49,null,null,"1999-01-03T00:30:00",1,3,1,7,"víkend",0.5]
[50,null,null,"1999-01-03T01:30:00",1,3,2,7,"víkend",0.4]
[51,null,null,"1999-01-03T02:30:00",1,3,3,7,"víkend",0.2]
[52,null,null,"1999-01-03T03:30:00",1,3,4,7,"víkend",0.1]
[53,null,null,"1999-01-03T04:30:00",1,3,5,7,"víkend",0.4]
[54,null,null,"1999-01-03T05:30:00",1,3,6,7,"víkend",0.6]
[55,null,null,"1999-01-03T06:30:00",1,3,7,7,"víkend",0.7]
[56,null,null,"1999-01-03T07:30:00",1,3,8,7,"víkend",1.3]
[57,null,null,"1999-01-03T08:30:00",1,3,9,7,"víkend",1.8]
[58,null,null,"1999-01-03T09:30:00",1,3,10,7,"víkend",2.5]
[59,null,null,"1999-01-03T10:30:00",1,3,11,7,"víkend",3.3]
[60,null,null,"1999-01-03T11:30:00",1,3,12,7,"víkend",3.6]
[61,null,null,"1999-01-03T12:30:00",1,3,13,7,"víkend",5.6]
[62,null,null,"1999-01-03T13:30:00",1,3,14,7,"víkend",5.9]
[63,null,null,"1999-01-03T14:30:00",1,3,15,7,"víkend",5.3]
[64,null,null,"1999-01-03T15:30:00",1,3,16,7,"víkend",4.7]
[65,null,null,"1999-01-03T16:30:00",1,3,17,7,"víkend",3.3]
[66,null,null,"1999-01-03T17:30:00",1,3,18,{"$f":"WEEKDAY(D74-1)","v":7},{"$f":"IF(OR(E74=7,E74=8),\"prázdniny\",(IF(H74=6,\"víkend\",IF(H74=7,\"víkend\",IF(AND(E74=1,F74=1),\"prázdniny\",\"všední\")))))","v":"víkend"},3.2]
[67,null,null,{"$f":"D74+1/24","v":"1999-01-03T18:30:00"},1,3,19,7,"víkend",3.2]
[68,null,null,"1999-01-03T19:30:00",1,3,20,7,"víkend",2.8]
[69,null,null,"1999-01-03T20:30:00",1,3,21,7,"víkend",2.2000000000000002]
[70,null,null,"1999-01-03T21:30:00",1,3,22,7,"víkend",2]
[71,null,null,"1999-01-03T22:30:00",1,3,23,7,"víkend",1.5]
[72,null,null,"1999-01-03T23:30:00",1,3,24,7,"víkend",1.1000000000000001]
[73,null,null,"1999-01-04T00:30:00",1,4,1,1,"všední",0.6]
[74,null,null,"1999-01-04T01:30:00",1,4,2,1,"všední",0.4]
[75,null,null,"1999-01-04T02:30:00",1,4,3,1,"všední",0.3]
[76,null,null,"1999-01-04T03:30:00",1,4,4,1,"všední",0.1]
[77,null,null,"1999-01-04T04:30:00",1,4,5,1,"všední",0]
[78,null,null,"1999-01-04T05:30:00",1,4,6,1,"všední",-0.4]
[79,null,null,"1999-01-04T06:30:00",1,4,7,1,"všední",-0.3]
[80,null,null,"1999-01-04T07:30:00",1,4,8,1,"všední",-0.1]
[81,null,null,"1999-01-04T08:30:00",1,4,9,1,"všední",-0.4]
[82,null,null,"1999-01-04T09:30:00",1,4,10,1,"všední",-0.8]
[83,null,null,"1999-01-04T10:30:00",1,4,11,1,"všední",-1.6]
[84,null,null,"1999-01-04T11:30:00",1,4,12,1,"všední",-2]
[85,null,null,"1999-01-04T12:30:00",1,4,13,1,"všední",-1.8]
[86,null,null,"1999-01-04T13:30:00",1,4,14,1,"všední",-0.6]
[87,null,null,"1999-01-04T14:30:00",1,4,15,1,"všední",-0.4]
[88,null,null,"1999-01-04T15:30:00",1,4,16,1,"všední",-1.7]
[89,null,null,"1999-01-04T16:30:00",1,4,17,1,"všední",-1.8]
[90,null,null,"1999-01-04T17:30:00",1,4,{"$f":"G74","v":18},1,"všední",-2.2999999999999998]
[91,null,null,"1999-01-04T18:30:00",1,4,19,1,"všední",-2.6]
[92,null,null,"1999-01-04T19:30:00",1,4,20,1,"všední",-2.8]
[93,null,null,"1999-01-04T20:30:00",1,4,21,1,"všední",-3]
[94,null,null,"1999-01-04T21:30:00",1,4,22,1,"všední",-0.3]
[95,null,null,"1999-01-04T22:30:00",1,4,23,1,"všední",-1.5]
[96,null,null,"1999-01-04T23:30:00",1,4,24,1,"všední",-2.8]
[97,null,null,"1999-01-05T00:30:00",1,5,1,2,"všední",-4]
[98,null,null,"1999-01-05T01:30:00",1,5,2,2,"všední",-3.4]
[99,null,null,"1999-01-05T02:30:00",1,5,3,2,"všední",-2.8]
[100,null,null,"1999-01-05T03:30:00",1,5,4,2,"všední",-2.2000000000000002]
[101,null,null,"1999-01-05T04:30:00",1,5,5,2,"všední",-2.2999999999999998]
[102,null,null,"1999-01-05T05:30:00",1,5,6,2,"všední",-2.1]
[103,null,null,"1999-01-05T06:30:00",1,5,7,2,"všední",-3.8]
[104,null,null,"1999-01-05T07:30:00",1,5,8,2,"všední",-4.8]
[105,null,null,"1999-01-05T08:30:00",1,5,9,2,"všední",-4]
[106,null,null,"1999-01-05T09:30:00",1,5,10,2,"všední",-2]
[107,null,null,"1999-01-05T10:30:00",1,5,11,2,"všední",-2]
[108,null,null,"1999-01-05T11:30:00",1,5,12,2,"všední",-1.6]
[109,null,null,"1999-01-05T12:30:00",1,5,13,2,"všední",0.9]
[110,null,null,"1999-01-05T13:30:00",1,5,14,2,"všední",0]
[111,null,null,"1999-01-05T14:30:00",1,5,15,2,"všední",0]
[112,null,null,"1999-01-05T15:30:00",1,5,16,2,"všední",-0.2]
[113,null,null,"1999-01-05T16:30:00",1,5,17,2,"všední",-0.3]
[114,null,null,"1999-01-05T17:30:00",1,5,18,2,"všední",-0.8]
[115,null,null,"1999-01-05T18:30:00",1,5,19,2,"všední",-1]
[116,null,null,"1999-01-05T19:30:00",1,5,20,2,"všední",-2.1]
[117,null,null,"1999-01-05T20:30:00",1,5,21,2,"všední",-2.4]
[118,null,null,"1999-01-05T21:30:00",1,5,22,2,"všední",-2.4]
[119,null,null,"1999-01-05T22:30:00",1,5,23,2,"všední",-2.4]
[120,null,null,"1999-01-05T23:30:00",1,5,24,2,"všední",-2.5]
[121,null,null,"1999-01-06T00:30:00",1,6,1,3,"všední",-2.5]
[122,null,null,"1999-01-06T01:30:00",1,6,2,3,"všední",-2.7]
[123,null,null,"1999-01-06T02:30:00",1,6,3,3,"všední",-2.9]
[124,null,null,"1999-01-06T03:30:00",1,6,4,3,"všední",-3.1]
[125,null,null,"1999-01-06T04:30:00",1,6,5,3,"všední",-3]
[126,null,null,"1999-01-06T05:30:00",1,6,6,3,"všední",-3.4]
[127,null,null,"1999-01-06T06:30:00",1,6,7,3,"všední",-3.3]
[128,null,null,"1999-01-06T07:30:00",1,6,8,3,"všední",-3.6]
[129,null,null,"1999-01-06T08:30:00",1,6,9,3,"všední",-3.1]
[130,null,null,"1999-01-06T09:30:00",1,6,10,{"$f":"WEEKDAY(D138-1)","v":3},{"$f":"IF(OR(E138=7,E138=8),\"prázdniny\",(IF(H138=6,\"víkend\",IF(H138=7,\"víkend\",IF(AND(E138=1,F138=1),\"prázdniny\",\"všední\")))))","v":"všední"},-3]
[131,null,null,{"$f":"D138+1/24","v":"1999-01-06T10:30:00"},1,6,11,3,"všední",-2.1]
[132,null,null,"1999-01-06T11:30:00",1,6,12,3,"všední",-0.7]
[133,null,null,"1999-01-06T12:30:00",1,6,13,3,"všední",-0.1]
[134,null,null,"1999-01-06T13:30:00",1,6,14,3,"všední",0.4]
[135,null,null,"1999-01-06T14:30:00",1,6,15,3,"všední",-0.1]
[136,null,null,"1999-01-06T15:30:00",1,6,16,3,"všední",-0.2]
[137,null,null,"1999-01-06T16:30:00",1,6,17,3,"všední",-0.1]
[138,null,null,"1999-01-06T17:30:00",1,6,18,3,"všední",-0.2]
[139,null,null,"1999-01-06T18:30:00",1,6,19,3,"všední",0.1]
[140,null,null,"1999-01-06T19:30:00",1,6,20,3,"všední",-0.2]
[141,null,null,"1999-01-06T20:30:00",1,6,21,3,"všední",-0.3]
[142,null,null,"1999-01-06T21:30:00",1,6,22,3,"všední",-0.9]
[143,null,null,"1999-01-06T22:30:00",1,6,23,3,"všední",-0.6]
[144,null,null,"1999-01-06T23:30:00",1,6,24,3,"všední",-0.4]
[145,null,null,"1999-01-07T00:30:00",1,7,1,4,"všední",-0.1]
[146,null,null,"1999-01-07T01:30:00",1,7,2,4,"všední",0]
[147,null,null,"1999-01-07T02:30:00",1,7,3,4,"všední",0]
[148,null,null,"1999-01-07T03:30:00",1,7,4,4,"všední",0.1]
[149,null,null,"1999-01-07T04:30:00",1,7,5,4,"všední",0.1]
[150,null,null,"1999-01-07T05:30:00",1,7,6,4,"všední",-0.1]
[151,null,null,"1999-01-07T06:30:00",1,7,7,4,"všední",-0.5]
[152,null,null,"1999-01-07T07:30:00",1,7,8,4,"všední",-0.2]
[153,null,null,"1999-01-07T08:30:00",1,7,9,4,"všední",0.3]
[154,null,null,"1999-01-07T09:30:00",1,7,{"$f":"G138","v":10},4,"všední",0.9]
[155,null,null,"1999-01-07T10:30:00",1,7,11,4,"všední",1]
[156,null,null,"1999-01-07T11:30:00",1,7,12,4,"všední",0.9]
[157,null,null,"1999-01-07T12:30:00",1,7,13,4,"všední",-0.7]
[158,null,null,"1999-01-07T13:30:00",1,7,14,4,"všední",0.1]
[159,null,null,"1999-01-07T14:30:00",1,7,15,4,"všední",-0.8]
[160,null,null,"1999-01-07T15:30:00",1,7,16,4,"všední",-1.1000000000000001]
[161,null,null,"1999-01-07T16:30:00",1,7,17,4,"všední",-2.1]
[162,null,null,"1999-01-07T17:30:00",1,7,18,4,"všední",-3.1]
[163,null,null,"1999-01-07T18:30:00",1,7,19,4,"všední",-3.4]
[164,null,null,"1999-01-07T19:30:00",1,7,20,4,"všední",-2.4]
[165,null,null,"1999-01-07T20:30:00",1,7,21,4,"všední",-2.5]
[166,null,null,"1999-01-07T21:30:00",1,7,22,4,"všední",-3.9]
[167,null,null,"1999-01-07T22:30:00",1,7,23,4,"všední",-4.3]
[168,null,null,"1999-01-07T23:30:00",1,7,24,4,"všední",-4.5999999999999996]
[169,null,null,"1999-01-08T00:30:00",1,8,1,5,"všední",-5]
[170,null,null,"1999-01-08T01:30:00",1,8,2,5,"všední",-4.8]
[171,null,null,"1999-01-08T02:30:00",1,8,3,5,"všední",-4.5]
[172,null,null,"1999-01-08T03:30:00",1,8,4,5,"všední",-4.3]
[173,null,null,"1999-01-08T04:30:00",1,8,5,5,"všední",-4]
[174,null,null,"1999-01-08T05:30:00",1,8,6,5,"všední",-3.8]
[175,null,null,"1999-01-08T06:30:00",1,8,7,5,"všední",-3.7]
[176,null,null,"1999-01-08T07:30:00",1,8,8,5,"všední",-3.6]
[177,null,null,"1999-01-08T08:30:00",1,8,9,5,"všední",-3.3]
[178,null,null,"1999-01-08T09:30:00",1,8,10,5,"všední",-2.6]
[179,null,null,"1999-01-08T10:30:00",1,8,11,5,"všední",-2.1]
[180,null,null,"1999-01-08T11:30:00",1,8,12,5,"všední",-2.1]
[181,null,null,"1999-01-08T12:30:00",1,8,13,5,"všední",-1.4]
[182,null,null,"1999-01-08T13:30:00",1,8,14,5,"všední",-1.1000000000000001]
[183,null,null,"1999-01-08T14:30:00",1,8,15,5,"všední",-0.9]
[184,null,null,"1999-01-08T15:30:00",1,8,16,5,"všední",-1.4]
[185,null,null,"1999-01-08T16:30:00",1,8,17,5,"všední",-2.6]
[186,null,null,"1999-01-08T17:30:00",1,8,18,5,"všední",-2.1]
[187,null,null,"1999-01-08T18:30:00",1,8,19,5,"všední",-1.8]
[188,null,null,"1999-01-08T19:30:00",1,8,20,5,"všední",-2]
[189,null,null,"1999-01-08T20:30:00",1,8,21,5,"všední",-2.2999999999999998]
[190,null,null,"1999-01-08T21:30:00",1,8,22,5,"všední",-3.4]
[191,null,null,"1999-01-08T22:30:00",1,8,23,5,"všední",-3.7]
[192,null,null,"1999-01-08T23:30:00",1,8,24,5,"všední",-3.9]
[193,null,null,"1999-01-09T00:30:00",1,9,1,6,"víkend",-4.2]
[194,null,null,"1999-01-09T01:30:00",1,9,2,{"$f":"WEEKDAY(D202-1)","v":6},{"$f":"IF(OR(E202=7,E202=8),\"prázdniny\",(IF(H202=6,\"víkend\",IF(H202=7,\"víkend\",IF(AND(E202=1,F202=1),\"prázdniny\",\"všední\")))))","v":"víkend"},-4.2]
[195,null,null,{"$f":"D202+1/24","v":"1999-01-09T02:30:00"},1,9,3,6,"víkend",-4.0999999999999996]
[196,null,null,"1999-01-09T03:30:00",1,9,4,6,"víkend",-4.0999999999999996]
[197,null,null,"1999-01-09T04:30:00",1,9,5,6,"víkend",-4.2]
[198,null,null,"1999-01-09T05:30:00",1,9,6,6,"víkend",-4.5999999999999996]
[199,null,null,"1999-01-09T06:30:00",1,9,7,6,"víkend",-4.8]
[200,null,null,"1999-01-09T07:30:00",1,9,8,6,"víkend",-4.5999999999999996]
[201,null,null,"1999-01-09T08:30:00",1,9,9,6,"víkend",-4.4000000000000004]
[202,null,null,"1999-01-09T09:30:00",1,9,10,6,"víkend",-3.6]
[203,null,null,"1999-01-09T10:30:00",1,9,11,6,"víkend",-3.6]
[204,null,null,"1999-01-09T11:30:00",1,9,12,6,"víkend",-3.6]
[205,null,null,"1999-01-09T12:30:00",1,9,13,6,"víkend",-3.8]
[206,null,null,"1999-01-09T13:30:00",1,9,14,6,"víkend",-4]
[207,null,null,"1999-01-09T14:30:00",1,9,15,6,"víkend",-4]
[208,null,null,"1999-01-09T15:30:00",1,9,16,6,"víkend",-4.2]
[209,null,null,"1999-01-09T16:30:00",1,9,17,6,"víkend",-4.8]
[210,null,null,"1999-01-09T17:30:00",1,9,18,6,"víkend",-5]
[211,null,null,"1999-01-09T18:30:00",1,9,19,6,"víkend",-6.8]
[212,null,null,"1999-01-09T19:30:00",1,9,20,6,"víkend",-7.2]
[213,null,null,"1999-01-09T20:30:00",1,9,21,6,"víkend",-8.5]
[214,null,null,"1999-01-09T21:30:00",1,9,22,6,"víkend",-8.6]
[215,null,null,"1999-01-09T22:30:00",1,9,23,6,"víkend",-9.3000000000000007]
[216,null,null,"1999-01-09T23:30:00",1,9,24,6,"víkend",-10.1]
[217,null,null,"1999-01-10T00:30:00",1,10,1,7,"víkend",-10.8]
[218,null,null,"1999-01-10T01:30:00",1,10,{"$f":"G202","v":2},7,"víkend",-11.1]
[219,null,null,"1999-01-10T02:30:00",1,10,3,7,"víkend",-11.5]
[220,null,null,"1999-01-10T03:30:00",1,10,4,7,"víkend",-11.8]
[221,null,null,"1999-01-10T04:30:00",1,10,5,7,"víkend",-12.1]
[222,null,null,"1999-01-10T05:30:00",1,10,6,7,"víkend",-12.4]
[223,null,null,"1999-01-10T06:30:00",1,10,7,7,"víkend",-11.4]
[224,null,null,"1999-01-10T07:30:00",1,10,8,7,"víkend",-11.5]
[225,null,null,"1999-01-10T08:30:00",1,10,9,7,"víkend",-11.1]
[226,null,null,"1999-01-10T09:30:00",1,10,10,7,"víkend",-9.4]
[227,null,null,"1999-01-10T10:30:00",1,10,11,7,"víkend",-7.4]
[228,null,null,"1999-01-10T11:30:00",1,10,12,7,"víkend",-6.5]
[229,null,null,"1999-01-10T12:30:00",1,10,13,7,"víkend",-4.9000000000000004]
[230,null,null,"1999-01-10T13:30:00",1,10,14,7,"víkend",-4.3]
[231,null,null,"1999-01-10T14:30:00",1,10,15,7,"víkend",-4.5999999999999996]
[232,null,null,"1999-01-10T15:30:00",1,10,16,7,"víkend",-5.2]
[233,null,null,"1999-01-10T16:30:00",1,10,17,7,"víkend",-6.5]
[234,null,null,"1999-01-10T17:30:00",1,10,18,7,"víkend",-7.4]
[235,null,null,"1999-01-10T18:30:00",1,10,19,7,"víkend",-8.1999999999999993]
[236,null,null,"1999-01-10T19:30:00",1,10,20,7,"víkend",-7.7]
[237,null,null,"1999-01-10T20:30:00",1,10,21,7,"víkend",-7.3]
[238,null,null,"1999-01-10T21:30:00",1,10,22,7,"víkend",-6.3]
[239,null,null,"1999-01-10T22:30:00",1,10,23,7,"víkend",-6]
[240,null,null,"1999-01-10T23:30:00",1,10,24,7,"víkend",-5.6]
[241,null,null,"1999-01-11T00:30:00",1,11,1,1,"všední",-5.3]
[242,null,null,"1999-01-11T01:30:00",1,11,2,1,"všední",-4.9000000000000004]
[243,null,null,"1999-01-11T02:30:00",1,11,3,1,"všední",-4.4000000000000004]
[244,null,null,"1999-01-11T03:30:00",1,11,4,1,"všední",-4]
[245,null,null,"1999-01-11T04:30:00",1,11,5,1,"všední",-2.5]
[246,null,null,"1999-01-11T05:30:00",1,11,6,1,"všední",0.3]
[247,null,null,"1999-01-11T06:30:00",1,11,7,1,"všední",2.1]
[248,null,null,"1999-01-11T07:30:00",1,11,8,1,"všední",2.5]
[249,null,null,"1999-01-11T08:30:00",1,11,9,1,"všední",2.6]
[250,null,null,"1999-01-11T09:30:00",1,11,10,1,"všední",2.9]
[251,null,null,"1999-01-11T10:30:00",1,11,11,1,"všední",3.4]
[252,null,null,"1999-01-11T11:30:00",1,11,12,1,"všední",3.8]
[253,null,null,"1999-01-11T12:30:00",1,11,13,1,"všední",4.5999999999999996]
[254,null,null,"1999-01-11T13:30:00",1,11,14,1,"všední",4.3]
[255,null,null,"1999-01-11T14:30:00",1,11,15,1,"všední",4.0999999999999996]
[256,null,null,"1999-01-11T15:30:00",1,11,16,1,"všední",4.2]
[257,null,null,"1999-01-11T16:30:00",1,11,17,1,"všední",4.0999999999999996]
[258,null,null,"1999-01-11T17:30:00",1,11,18,{"$f":"WEEKDAY(D266-1)","v":1},{"$f":"IF(OR(E266=7,E266=8),\"prázdniny\",(IF(H266=6,\"víkend\",IF(H266=7,\"víkend\",IF(AND(E266=1,F266=1),\"prázdniny\",\"všední\")))))","v":"všední"},3.2]
[259,null,null,{"$f":"D266+1/24","v":"1999-01-11T18:30:00"},1,11,19,1,"všední",3.2]
[260,null,null,"1999-01-11T19:30:00",1,11,20,1,"všední",2.8]
[261,null,null,"1999-01-11T20:30:00",1,11,21,1,"všední",2.8]
[262,null,null,"1999-01-11T21:30:00",1,11,22,1,"všední",2]
[263,null,null,"1999-01-11T22:30:00",1,11,23,1,"všední",1.7]
[264,null,null,"1999-01-11T23:30:00",1,11,24,1,"všední",1.5]
[265,null,null,"1999-01-12T00:30:00",1,12,1,2,"všední",1.2]
[266,null,null,"1999-01-12T01:30:00",1,12,2,2,"všední",1.4]
[267,null,null,"1999-01-12T02:30:00",1,12,3,2,"všední",1.6]
[268,null,null,"1999-01-12T03:30:00",1,12,4,2,"všední",1.8]
[269,null,null,"1999-01-12T04:30:00",1,12,5,2,"všední",1.8]
[270,null,null,"1999-01-12T05:30:00",1,12,6,2,"všední",1.2]
[271,null,null,"1999-01-12T06:30:00",1,12,7,2,"všední",2.2000000000000002]
[272,null,null,"1999-01-12T07:30:00",1,12,8,2,"všední",2.2000000000000002]
[273,null,null,"1999-01-12T08:30:00",1,12,9,2,"všední",2.2000000000000002]
[274,null,null,"1999-01-12T09:30:00",1,12,10,2,"všední",2.6]
[275,null,null,"1999-01-12T10:30:00",1,12,11,2,"všední",2.8]
[276,null,null,"1999-01-12T11:30:00",1,12,12,2,"všední",2.8]
[277,null,null,"1999-01-12T12:30:00",1,12,13,2,"všední",3.2]
[278,null,null,"1999-01-12T13:30:00",1,12,14,2,"všední",4]
[279,null,null,"1999-01-12T14:30:00",1,12,15,2,"všední",2.6]
[280,null,null,"1999-01-12T15:30:00",1,12,16,2,"všední",2.4]
[281,null,null,"1999-01-12T16:30:00",1,12,17,2,"všední",1.9]
[282,null,null,"1999-01-12T17:30:00",1,12,{"$f":"G266","v":18},2,"všední",1.6]
[283,null,null,"1999-01-12T18:30:00",1,12,19,2,"všední",1.7]
[284,null,null,"1999-01-12T19:30:00",1,12,20,2,"všední",1.8]
[285,null,null,"1999-01-12T20:30:00",1,12,21,2,"všední",2]
[286,null,null,"1999-01-12T21:30:00",1,12,22,2,"všední",2.2000000000000002]
[287,null,null,"1999-01-12T22:30:00",1,12,23,2,"všední",2.1]
[288,null,null,"1999-01-12T23:30:00",1,12,24,2,"všední",1.9]
[289,null,null,"1999-01-13T00:30:00",1,13,1,3,"všední",1.8]
[290,null,null,"1999-01-13T01:30:00",1,13,2,3,"všední",1.8]
[291,null,null,"1999-01-13T02:30:00",1,13,3,3,"všední",1.9]
[292,null,null,"1999-01-13T03:30:00",1,13,4,3,"všední",1.9]
[293,null,null,"1999-01-13T04:30:00",1,13,5,3,"všední",1.8]
[294,null,null,"1999-01-13T05:30:00",1,13,6,3,"všední",2.2000000000000002]
[295,null,null,"1999-01-13T06:30:00",1,13,7,3,"všední",2.2999999999999998]
[296,null,null,"1999-01-13T07:30:00",1,13,8,3,"všední",2.1]
[297,null,null,"1999-01-13T08:30:00",1,13,9,3,"všední",2.2000000000000002]
[298,null,null,"1999-01-13T09:30:00",1,13,10,3,"všední",2.5]
[299,null,null,"1999-01-13T10:30:00",1,13,11,3,"všední",2.6]
[300,null,null,"1999-01-13T11:30:00",1,13,12,3,"všední",2.6]
[301,null,null,"1999-01-13T12:30:00",1,13,13,3,"všední",2.4]
[302,null,null,"1999-01-13T13:30:00",1,13,14,3,"všední",2.5]
[303,null,null,"1999-01-13T14:30:00",1,13,15,3,"všední",2.2999999999999998]
[304,null,null,"1999-01-13T15:30:00",1,13,16,3,"všední",2.2000000000000002]
[305,null,null,"1999-01-13T16:30:00",1,13,17,3,"všední",2.2000000000000002]
[306,null,null,"1999-01-13T17:30:00",1,13,18,3,"všední",2.2999999999999998]
[307,null,null,"1999-01-13T18:30:00",1,13,19,3,"všední",2.8]
[308,null,null,"1999-01-13T19:30:00",1,13,20,3,"všední",2.5]
[309,null,null,"1999-01-13T20:30:00",1,13,21,3,"všední",3]
[310,null,null,"1999-01-13T21:30:00",1,13,22,3,"všední",3.5]
[311,null,null,"1999-01-13T22:30:00",1,13,23,3,"všední",3.8]
[312,null,null,"1999-01-13T23:30:00",1,13,24,3,"všední",4.2]
[313,null,null,"1999-01-14T00:30:00",1,14,1,4,"všední",4.5]
[314,null,null,"1999-01-14T01:30:00",1,14,2,4,"všední",4.9000000000000004]
[315,null,null,"1999-01-14T02:30:00",1,14,3,4,"všední",5.2]
[316,null,null,"1999-01-14T03:30:00",1,14,4,4,"všední",5.6]
[317,null,null,"1999-01-14T04:30:00",1,14,5,4,"všední",5.7]
[318,null,null,"1999-01-14T05:30:00",1,14,6,4,"všední",5.3]
[319,null,null,"1999-01-14T06:30:00",1,14,7,4,"všední",5.3]
[320,null,null,"1999-01-14T07:30:00",1,14,8,4,"všední",5.7]
[321,null,null,"1999-01-14T08:30:00",1,14,9,4,"všední",6.3]
[322,null,null,"1999-01-14T09:30:00",1,14,10,{"$f":"WEEKDAY(D330-1)","v":4},{"$f":"IF(OR(E330=7,E330=8),\"prázdniny\",(IF(H330=6,\"víkend\",IF(H330=7,\"víkend\",IF(AND(E330=1,F330=1),\"prázdniny\",\"všední\")))))","v":"všední"},6.6]
[323,null,null,{"$f":"D330+1/24","v":"1999-01-14T10:30:00"},1,14,11,4,"všední",3]
[324,null,null,"1999-01-14T11:30:00",1,14,12,4,"všední",3.8]
[325,null,null,"1999-01-14T12:30:00",1,14,13,4,"všední",3.6]
[326,null,null,"1999-01-14T13:30:00",1,14,14,4,"všední",3.1]
[327,null,null,"1999-01-14T14:30:00",1,14,15,4,"všední",3.2]
[328,null,null,"1999-01-14T15:30:00",1,14,16,4,"všední",3.3]
[329,null,null,"1999-01-14T16:30:00",1,14,17,4,"všední",3.4]
[330,null,null,"1999-01-14T17:30:00",1,14,18,4,"všední",3.2]
[331,null,null,"1999-01-14T18:30:00",1,14,19,4,"všední",3.2]
[332,null,null,"1999-01-14T19:30:00",1,14,20,4,"všední",3.2]
[333,null,null,"1999-01-14T20:30:00",1,14,21,4,"všední",3.2]
[334,null,null,"1999-01-14T21:30:00",1,14,22,4,"všední",3]
[335,null,null,"1999-01-14T22:30:00",1,14,23,4,"všední",2.6]
[336,null,null,"1999-01-14T23:30:00",1,14,24,4,"všední",2.2999999999999998]
[337,null,null,"1999-01-15T00:30:00",1,15,1,5,"všední",1.9]
[338,null,null,"1999-01-15T01:30:00",1,15,2,5,"všední",1.6]
[339,null,null,"1999-01-15T02:30:00",1,15,3,5,"všední",1.4]
[340,null,null,"1999-01-15T03:30:00",1,15,4,5,"všední",1.1000000000000001]
[341,null,null,"1999-01-15T04:30:00",1,15,5,5,"všední",1.7]
[342,null,null,"1999-01-15T05:30:00",1,15,6,5,"všední",1.9]
[343,null,null,"1999-01-15T06:30:00",1,15,7,5,"všední",2]
[344,null,null,"1999-01-15T07:30:00",1,15,8,5,"všední",2.4]
[345,null,null,"1999-01-15T08:30:00",1,15,9,5,"všední",2.4]
[346,null,null,"1999-01-15T09:30:00",1,15,{"$f":"G330","v":10},5,"všední",2.9]
[347,null,null,"1999-01-15T10:30:00",1,15,11,5,"všední",3.5]
[348,null,null,"1999-01-15T11:30:00",1,15,12,5,"všední",2.9]
[349,null,null,"1999-01-15T12:30:00",1,15,13,5,"všední",2.8]
[350,null,null,"1999-01-15T13:30:00",1,15,14,5,"všední",3]
[351,null,null,"1999-01-15T14:30:00",1,15,15,5,"všední",3.1]
[352,null,null,"1999-01-15T15:30:00",1,15,16,5,"všední",3]
[353,null,null,"1999-01-15T16:30:00",1,15,17,5,"všední",2.9]
[354,null,null,"1999-01-15T17:30:00",1,15,18,5,"všední",3.1]
[355,null,null,"1999-01-15T18:30:00",1,15,19,5,"všední",3.2]
[356,null,null,"1999-01-15T19:30:00",1,15,20,5,"všední",1.8]
[357,null,null,"1999-01-15T20:30:00",1,15,21,5,"všední",1.4]
[358,null,null,"1999-01-15T21:30:00",1,15,22,5,"všední",1.4]
[359,null,null,"1999-01-15T22:30:00",1,15,23,5,"všední",1]
[360,null,null,"1999-01-15T23:30:00",1,15,24,5,"všední",0.6]
[361,null,null,"1999-01-16T00:30:00",1,16,1,6,"víkend",0.2]
[362,null,null,"1999-01-16T01:30:00",1,16,2,6,"víkend",0.1]
[363,null,null,"1999-01-16T02:30:00",1,16,3,6,"víkend",-0.1]
[364,null,null,"1999-01-16T03:30:00",1,16,4,6,"víkend",-0.2]
[365,null,null,"1999-01-16T04:30:00",1,16,5,6,"víkend",-0.4]
[366,null,null,"1999-01-16T05:30:00",1,16,6,6,"víkend",-0.8]
[367,null,null,"1999-01-16T06:30:00",1,16,7,6,"víkend",-1.8]
[368,null,null,"1999-01-16T07:30:00",1,16,8,6,"víkend",-2]
[369,null,null,"1999-01-16T08:30:00",1,16,9,6,"víkend",-1.4]
[370,null,null,"1999-01-16T09:30:00",1,16,10,6,"víkend",-0.4]
[371,null,null,"1999-01-16T10:30:00",1,16,11,6,"víkend",0.4]
[372,null,null,"1999-01-16T11:30:00",1,16,12,6,"víkend",1]
[373,null,null,"1999-01-16T12:30:00",1,16,13,6,"víkend",0.6]
[374,null,null,"1999-01-16T13:30:00",1,16,14,6,"víkend",1.8]
[375,null,null,"1999-01-16T14:30:00",1,16,15,6,"víkend",2.2000000000000002]
[376,null,null,"1999-01-16T15:30:00",1,16,16,6,"víkend",1.7]
[377,null,null,"1999-01-16T16:30:00",1,16,17,6,"víkend",1]
[378,null,null,"1999-01-16T17:30:00",1,16,18,6,"víkend",0.8]
[379,null,null,"1999-01-16T18:30:00",1,16,19,6,"víkend",0.2]
[380,null,null,"1999-01-16T19:30:00",1,16,20,6,"víkend",-0.8]
[381,null,null,"1999-01-16T20:30:00",1,16,21,6,"víkend",-1.6]
[382,null,null,"1999-01-16T21:30:00",1,16,22,6,"víkend",-1.9]
[383,null,null,"1999-01-16T22:30:00",1,16,23,6,"víkend",-2.1]
[384,null,null,"1999-01-16T23:30:00",1,16,24,6,"víkend",-2.4]
[385,null,null,"1999-01-17T00:30:00",1,17,1,7,"víkend",-2.6]
[386,null,null,"1999-01-17T01:30:00",1,17,2,{"$f":"WEEKDAY(D394-1)","v":7},{"$f":"IF(OR(E394=7,E394=8),\"prázdniny\",(IF(H394=6,\"víkend\",IF(H394=7,\"víkend\",IF(AND(E394=1,F394=1),\"prázdniny\",\"všední\")))))","v":"víkend"},-2.8]
[387,null,null,{"$f":"D394+1/24","v":"1999-01-17T02:30:00"},1,17,3,7,"víkend",-3.1]
[388,null,null,"1999-01-17T03:30:00",1,17,4,7,"víkend",-3.3]
[389,null,null,"1999-01-17T04:30:00",1,17,5,7,"víkend",-2.9]
[390,null,null,"1999-01-17T05:30:00",1,17,6,7,"víkend",-3]
[391,null,null,"1999-01-17T06:30:00",1,17,7,7,"víkend",-2.7]
[392,null,null,"1999-01-17T07:30:00",1,17,8,7,"víkend",-2.2000000000000002]
[393,null,null,"1999-01-17T08:30:00",1,17,9,7,"víkend",-2.2000000000000002]
[394,null,null,"1999-01-17T09:30:00",1,17,10,7,"víkend",-1.6]
[395,null,null,"1999-01-17T10:30:00",1,17,11,7,"víkend",-1.8]
[396,null,null,"1999-01-17T11:30:00",1,17,12,7,"víkend",-1.5]
[397,null,null,"1999-01-17T12:30:00",1,17,13,7,"víkend",-1.6]
[398,null,null,"1999-01-17T13:30:00",1,17,14,7,"víkend",-1.8]
[399,null,null,"1999-01-17T14:30:00",1,17,15,7,"víkend",-2.2999999999999998]
[400,null,null,"1999-01-17T15:30:00",1,17,16,7,"víkend",-2.8]
[401,null,null,"1999-01-17T16:30:00",1,17,17,7,"víkend",-2.8]
[402,null,null,"1999-01-17T17:30:00",1,17,18,7,"víkend",-2.9]
[403,null,null,"1999-01-17T18:30:00",1,17,19,7,"víkend",-3.1]
[404,null,null,"1999-01-17T19:30:00",1,17,20,7,"víkend",-3.4]
[405,null,null,"1999-01-17T20:30:00",1,17,21,7,"víkend",-3.5]
[406,null,null,"1999-01-17T21:30:00",1,17,22,7,"víkend",-3.4]
[407,null,null,"1999-01-17T22:30:00",1,17,23,7,"víkend",-4.3]
[408,null,null,"1999-01-17T23:30:00",1,17,24,7,"víkend",-5.2]
[409,null,null,"1999-01-18T00:30:00",1,18,1,1,"všední",-6.1]
[410,null,null,"1999-01-18T01:30:00",1,18,{"$f":"G394","v":2},1,"všední",-6.4]
[411,null,null,"1999-01-18T02:30:00",1,18,3,1,"všední",-6.6]
[412,null,null,"1999-01-18T03:30:00",1,18,4,1,"všední",-6.9]
[413,null,null,"1999-01-18T04:30:00",1,18,5,1,"všední",-7.3]
[414,null,null,"1999-01-18T05:30:00",1,18,6,1,"všední",-7]
[415,null,null,"1999-01-18T06:30:00",1,18,7,1,"všední",-5.9]
[416,null,null,"1999-01-18T07:30:00",1,18,8,1,"všední",-6.6]
[417,null,null,"1999-01-18T08:30:00",1,18,9,1,"všední",-6.5]
[418,null,null,"1999-01-18T09:30:00",1,18,10,1,"všední",-5.2]
[419,null,null,"1999-01-18T10:30:00",1,18,11,1,"všední",-4.5999999999999996]
[420,null,null,"1999-01-18T11:30:00",1,18,12,1,"všední",-2.7]
[421,null,null,"1999-01-18T12:30:00",1,18,13,1,"všední",-2.2999999999999998]
[422,null,null,"1999-01-18T13:30:00",1,18,14,1,"všední",-2.2000000000000002]
[423,null,null,"1999-01-18T14:30:00",1,18,15,1,"všední",-1.9]
[424,null,null,"1999-01-18T15:30:00",1,18,16,1,"všední",-1.4]
[425,null,null,"1999-01-18T16:30:00",1,18,17,1,"všední",-0.5]
[426,null,null,"1999-01-18T17:30:00",1,18,18,1,"všední",-0.3]
[427,null,null,"1999-01-18T18:30:00",1,18,19,1,"všední",0.5]
[428,null,null,"1999-01-18T19:30:00",1,18,20,1,"všední",1.3]
[429,null,null,"1999-01-18T20:30:00",1,18,21,1,"všední",2.2000000000000002]
[430,null,null,"1999-01-18T21:30:00",1,18,22,1,"všední",2.6]
[431,null,null,"1999-01-18T22:30:00",1,18,23,1,"všední",2.8]
[432,null,null,"1999-01-18T23:30:00",1,18,24,1,"všední",3.1]
[433,null,null,"1999-01-19T00:30:00",1,19,1,2,"všední",3.3]
[434,null,null,"1999-01-19T01:30:00",1,19,2,2,"všední",3.5]
[435,null,null,"1999-01-19T02:30:00",1,19,3,2,"všední",3.6]
[436,null,null,"1999-01-19T03:30:00",1,19,4,2,"všední",3.8]
[437,null,null,"1999-01-19T04:30:00",1,19,5,2,"všední",3.7]
[438,null,null,"1999-01-19T05:30:00",1,19,6,2,"všední",3.5]
[439,null,null,"1999-01-19T06:30:00",1,19,7,2,"všední",3.6]
[440,null,null,"1999-01-19T07:30:00",1,19,8,2,"všední",4]
[441,null,null,"1999-01-19T08:30:00",1,19,9,2,"všední",3.7]
[442,null,null,"1999-01-19T09:30:00",1,19,10,2,"všední",4]
[443,null,null,"1999-01-19T10:30:00",1,19,11,2,"všední",4.5999999999999996]
[444,null,null,"1999-01-19T11:30:00",1,19,12,2,"všední",5.3]
[445,null,null,"1999-01-19T12:30:00",1,19,13,2,"všední",6.4]
[446,null,null,"1999-01-19T13:30:00",1,19,14,2,"všední",6.5]
[447,null,null,"1999-01-19T14:30:00",1,19,15,2,"všední",6.4]
[448,null,null,"1999-01-19T15:30:00",1,19,16,2,"všední",6.7]
[449,null,null,"1999-01-19T16:30:00",1,19,17,2,"všední",6.8]
[450,null,null,"1999-01-19T17:30:00",1,19,18,{"$f":"WEEKDAY(D458-1)","v":2},{"$f":"IF(OR(E458=7,E458=8),\"prázdniny\",(IF(H458=6,\"víkend\",IF(H458=7,\"víkend\",IF(AND(E458=1,F458=1),\"prázdniny\",\"všední\")))))","v":"všední"},6.7]
[451,null,null,{"$f":"D458+1/24","v":"1999-01-19T18:30:00"},1,19,19,2,"všední",8.4]
[452,null,null,"1999-01-19T19:30:00",1,19,20,2,"všední",8.1999999999999993]
[453,null,null,"1999-01-19T20:30:00",1,19,21,2,"všední",8.4]
[454,null,null,"1999-01-19T21:30:00",1,19,22,2,"všední",8.9]
[455,null,null,"1999-01-19T22:30:00",1,19,23,2,"všední",9.1999999999999993]
[456,null,null,"1999-01-19T23:30:00",1,19,24,2,"všední",9.5]
[457,null,null,"1999-01-20T00:30:00",1,20,1,3,"všední",9.8000000000000007]
[458,null,null,"1999-01-20T01:30:00",1,20,2,3,"všední",8.6999999999999993]
[459,null,null,"1999-01-20T02:30:00",1,20,3,3,"všední",7.5]
[460,null,null,"1999-01-20T03:30:00",1,20,4,3,"všední",6.4]
[461,null,null,"1999-01-20T04:30:00",1,20,5,3,"všední",5.5]
[462,null,null,"1999-01-20T05:30:00",1,20,6,3,"všední",5.3]
[463,null,null,"1999-01-20T06:30:00",1,20,7,3,"všední",5]
[464,null,null,"1999-01-20T07:30:00",1,20,8,3,"všední",3.4]
[465,null,null,"1999-01-20T08:30:00",1,20,9,3,"všední",4.0999999999999996]
[466,null,null,"1999-01-20T09:30:00",1,20,10,3,"všední",3.9]
[467,null,null,"1999-01-20T10:30:00",1,20,11,3,"všední",4.7]
[468,null,null,"1999-01-20T11:30:00",1,20,12,3,"všední",4.9000000000000004]
[469,null,null,"1999-01-20T12:30:00",1,20,13,3,"všední",5.5]
[470,null,null,"1999-01-20T13:30:00",1,20,14,3,"všední",5.5]
[471,null,null,"1999-01-20T14:30:00",1,20,15,3,"všední",5.4]
[472,null,null,"1999-01-20T15:30:00",1,20,16,3,"všední",4.5]
[473,null,null,"1999-01-20T16:30:00",1,20,17,3,"všední",3.7]
[474,null,null,"1999-01-20T17:30:00",1,20,{"$f":"G458","v":18},3,"všední",3.3]
[475,null,null,"1999-01-20T18:30:00",1,20,19,3,"všední",2.9]
[476,null,null,"1999-01-20T19:30:00",1,20,20,3,"všední",2.6]
[477,null,null,"1999-01-20T20:30:00",1,20,21,3,"všední",2.2000000000000002]
[478,null,null,"1999-01-20T21:30:00",1,20,22,3,"všední",2.1]
[479,null,null,"1999-01-20T22:30:00",1,20,23,3,"všední",2.2999999999999998]
[480,null,null,"1999-01-20T23:30:00",1,20,24,3,"všední",2.6]
[481,null,null,"1999-01-21T00:30:00",1,21,1,4,"všední",2.8]
[482,null,null,"1999-01-21T01:30:00",1,21,2,4,"všední",2.2999999999999998]
[483,null,null,"1999-01-21T02:30:00",1,21,3,4,"všední",1.9]
[484,null,null,"1999-01-21T03:30:00",1,21,4,4,"všední",1.4]
[485,null,null,"1999-01-21T04:30:00",1,21,5,4,"všední",1.3]
[486,null,null,"1999-01-21T05:30:00",1,21,6,4,"všední",1.4]
[487,null,null,"1999-01-21T06:30:00",1,21,7,4,"všední",0.8]
[488,null,null,"1999-01-21T07:30:00",1,21,8,4,"všední",0.9]
[489,null,null,"1999-01-21T08:30:00",1,21,9,4,"všední",1.3]
[490,null,null,"1999-01-21T09:30:00",1,21,10,4,"všední",3.3]
[491,null,null,"1999-01-21T10:30:00",1,21,11,4,"všední",4.8]
[492,null,null,"1999-01-21T11:30:00",1,21,12,4,"všední",5.5]
[493,null,null,"1999-01-21T12:30:00",1,21,13,4,"všední",6.7]
[494,null,null,"1999-01-21T13:30:00",1,21,14,4,"všední",7.6]
[495,null,null,"1999-01-21T14:30:00",1,21,15,4,"všední",6.1]
[496,null,null,"1999-01-21T15:30:00",1,21,16,4,"všední",5.2]
[497,null,null,"1999-01-21T16:30:00",1,21,17,4,"všední",4.4000000000000004]
[498,null,null,"1999-01-21T17:30:00",1,21,18,4,"všední",4.0999999999999996]
[499,null,null,"1999-01-21T18:30:00",1,21,19,4,"všední",3.4]
[500,null,null,"1999-01-21T19:30:00",1,21,20,4,"všední",3.1]
[501,null,null,"1999-01-21T20:30:00",1,21,21,4,"všední",2.6]
[502,null,null,"1999-01-21T21:30:00",1,21,22,4,"všední",3]
[503,null,null,"1999-01-21T22:30:00",1,21,23,4,"všední",2.9]
[504,null,null,"1999-01-21T23:30:00",1,21,24,4,"všední",2.9]
[505,null,null,"1999-01-22T00:30:00",1,22,1,5,"všední",2.8]
[506,null,null,"1999-01-22T01:30:00",1,22,2,5,"všední",3]
[507,null,null,"1999-01-22T02:30:00",1,22,3,5,"všední",3.1]
[508,null,null,"1999-01-22T03:30:00",1,22,4,5,"všední",3.3]
[509,null,null,"1999-01-22T04:30:00",1,22,5,5,"všední",3]
[510,null,null,"1999-01-22T05:30:00",1,22,6,5,"všední",3.1]
[511,null,null,"1999-01-22T06:30:00",1,22,7,5,"všední",3]
[512,null,null,"1999-01-22T07:30:00",1,22,8,5,"všední",3.4]
[513,null,null,"1999-01-22T08:30:00",1,22,9,5,"všední",3.6]
[514,null,null,"1999-01-22T09:30:00",1,22,10,{"$f":"WEEKDAY(D522-1)","v":5},{"$f":"IF(OR(E522=7,E522=8),\"prázdniny\",(IF(H522=6,\"víkend\",IF(H522=7,\"víkend\",IF(AND(E522=1,F522=1),\"prázdniny\",\"všední\")))))","v":"všední"},4.2]
[515,null,null,{"$f":"D522+1/24","v":"1999-01-22T10:30:00"},1,22,11,5,"všední",4.7]
[516,null,null,"1999-01-22T11:30:00",1,22,12,5,"všední",5]
[517,null,null,"1999-01-22T12:30:00",1,22,13,5,"všední",5.0999999999999996]
[518,null,null,"1999-01-22T13:30:00",1,22,14,5,"všední",5.2]
[519,null,null,"1999-01-22T14:30:00",1,22,15,5,"všední",6.1]
[520,null,null,"1999-01-22T15:30:00",1,22,16,5,"všední",5.3]
[521,null,null,"1999-01-22T16:30:00",1,22,17,5,"všední",4.4000000000000004]
[522,null,null,"1999-01-22T17:30:00",1,22,18,5,"všední",3.7]
[523,null,null,"1999-01-22T18:30:00",1,22,19,5,"všední",3.7]
[524,null,null,"1999-01-22T19:30:00",1,22,20,5,"všední",3.5]
[525,null,null,"1999-01-22T20:30:00",1,22,21,5,"všední",2.8]
[526,null,null,"1999-01-22T21:30:00",1,22,22,5,"všední",2.5]
[527,null,null,"1999-01-22T22:30:00",1,22,23,5,"všední",2.2999999999999998]
[528,null,null,"1999-01-22T23:30:00",1,22,24,5,"všední",2]
[529,null,null,"1999-01-23T00:30:00",1,23,1,6,"víkend",1.8]
[530,null,null,"1999-01-23T01:30:00",1,23,2,6,"víkend",2.2999999999999998]
[531,null,null,"1999-01-23T02:30:00",1,23,3,6,"víkend",2.8]
[532,null,null,"1999-01-23T03:30:00",1,23,4,6,"víkend",3.3]
[533,null,null,"1999-01-23T04:30:00",1,23,5,6,"víkend",3.5]
[534,null,null,"1999-01-23T05:30:00",1,23,6,6,"víkend",3.7]
[535,null,null,"1999-01-23T06:30:00",1,23,7,6,"víkend",4.0999999999999996]
[536,null,null,"1999-01-23T07:30:00",1,23,8,6,"víkend",4.0999999999999996]
[537,null,null,"1999-01-23T08:30:00",1,23,9,6,"víkend",4]
[538,null,null,"1999-01-23T09:30:00",1,23,{"$f":"G522","v":10},6,"víkend",4.5999999999999996]
[539,null,null,"1999-01-23T10:30:00",1,23,11,6,"víkend",4.9000000000000004]
[540,null,null,"1999-01-23T11:30:00",1,23,12,6,"víkend",5.2]
[541,null,null,"1999-01-23T12:30:00",1,23,13,6,"víkend",6.1]
[542,null,null,"1999-01-23T13:30:00",1,23,14,6,"víkend",6]
[543,null,null,"1999-01-23T14:30:00",1,23,15,6,"víkend",5.8]
[544,null,null,"1999-01-23T15:30:00",1,23,16,6,"víkend",5.7]
[545,null,null,"1999-01-23T16:30:00",1,23,17,6,"víkend",5.8]
[546,null,null,"1999-01-23T17:30:00",1,23,18,6,"víkend",5.7]
[547,null,null,"1999-01-23T18:30:00",1,23,19,6,"víkend",5.7]
[548,null,null,"1999-01-23T19:30:00",1,23,20,6,"víkend",5.8]
[549,null,null,"1999-01-23T20:30:00",1,23,21,6,"víkend",5.9]
[550,null,null,"1999-01-23T21:30:00",1,23,22,6,"víkend",6.1]
[551,null,null,"1999-01-23T22:30:00",1,23,23,6,"víkend",6.2]
[552,null,null,"1999-01-23T23:30:00",1,23,24,6,"víkend",6.3]
[553,null,null,"1999-01-24T00:30:00",1,24,1,7,"víkend",6.4]
[554,null,null,"1999-01-24T01:30:00",1,24,2,7,"víkend",6.1]
[555,null,null,"1999-01-24T02:30:00",1,24,3,7,"víkend",5.9]
[556,null,null,"1999-01-24T03:30:00",1,24,4,7,"víkend",5.6]
[557,null,null,"1999-01-24T04:30:00",1,24,5,7,"víkend",4.8]
[558,null,null,"1999-01-24T05:30:00",1,24,6,7,"víkend",4.3]
[559,null,null,"1999-01-24T06:30:00",1,24,7,7,"víkend",4.2]
[560,null,null,"1999-01-24T07:30:00",1,24,8,7,"víkend",3.6]
[561,null,null,"1999-01-24T08:30:00",1,24,9,7,"víkend",2.4]
[562,null,null,"1999-01-24T09:30:00",1,24,10,7,"víkend",2]
[563,null,null,"1999-01-24T10:30:00",1,24,11,7,"víkend",2]
[564,null,null,"1999-01-24T11:30:00",1,24,12,7,"víkend",2.2000000000000002]
[565,null,null,"1999-01-24T12:30:00",1,24,13,7,"víkend",3]
[566,null,null,"1999-01-24T13:30:00",1,24,14,7,"víkend",3.6]
[567,null,null,"1999-01-24T14:30:00",1,24,15,7,"víkend",3.6]
[568,null,null,"1999-01-24T15:30:00",1,24,16,7,"víkend",2.9]
[569,null,null,"1999-01-24T16:30:00",1,24,17,7,"víkend",2.6]
[570,null,null,"1999-01-24T17:30:00",1,24,18,7,"víkend",2.2000000000000002]
[571,null,null,"1999-01-24T18:30:00",1,24,19,7,"víkend",2]
[572,null,null,"1999-01-24T19:30:00",1,24,20,7,"víkend",1.3]
[573,null,null,"1999-01-24T20:30:00",1,24,21,7,"víkend",0.7]
[574,null,null,"1999-01-24T21:30:00",1,24,22,7,"víkend",0.4]
[575,null,null,"1999-01-24T22:30:00",1,24,23,7,"víkend",0.7]
[576,null,null,"1999-01-24T23:30:00",1,24,24,7,"víkend",0.9]
[577,null,null,"1999-01-25T00:30:00",1,25,1,1,"všední",1.2]
[578,null,null,"1999-01-25T01:30:00",1,25,2,{"$f":"WEEKDAY(D586-1)","v":1},{"$f":"IF(OR(E586=7,E586=8),\"prázdniny\",(IF(H586=6,\"víkend\",IF(H586=7,\"víkend\",IF(AND(E586=1,F586=1),\"prázdniny\",\"všední\")))))","v":"všední"},0.9]
[579,null,null,{"$f":"D586+1/24","v":"1999-01-25T02:30:00"},1,25,3,1,"všední",0.7]
[580,null,null,"1999-01-25T03:30:00",1,25,4,1,"všední",0.4]
[581,null,null,"1999-01-25T04:30:00",1,25,5,1,"všední",0]
[582,null,null,"1999-01-25T05:30:00",1,25,6,1,"všední",-0.1]
[583,null,null,"1999-01-25T06:30:00",1,25,7,1,"všední",-0.4]
[584,null,null,"1999-01-25T07:30:00",1,25,8,1,"všední",-0.1]
[585,null,null,"1999-01-25T08:30:00",1,25,9,1,"všední",0.6]
[586,null,null,"1999-01-25T09:30:00",1,25,10,1,"všední",0.8]
[587,null,null,"1999-01-25T10:30:00",1,25,11,1,"všední",0.8]
[588,null,null,"1999-01-25T11:30:00",1,25,12,1,"všední",1]
[589,null,null,"1999-01-25T12:30:00",1,25,13,1,"všední",0]
[590,null,null,"1999-01-25T13:30:00",1,25,14,1,"všední",1.4]
[591,null,null,"1999-01-25T14:30:00",1,25,15,1,"všední",2.2999999999999998]
[592,null,null,"1999-01-25T15:30:00",1,25,16,1,"všední",1.5]
[593,null,null,"1999-01-25T16:30:00",1,25,17,1,"všední",1.3]
[594,null,null,"1999-01-25T17:30:00",1,25,18,1,"všední",0.3]
[595,null,null,"1999-01-25T18:30:00",1,25,19,1,"všední",0.1]
[596,null,null,"1999-01-25T19:30:00",1,25,20,1,"všední",0.1]
[597,null,null,"1999-01-25T20:30:00",1,25,21,1,"všední",-1.5]
[598,null,null,"1999-01-25T21:30:00",1,25,22,1,"všední",-0.9]
[599,null,null,"1999-01-25T22:30:00",1,25,23,1,"všední",-0.9]
[600,null,null,"1999-01-25T23:30:00",1,25,24,1,"všední",-0.9]
[601,null,null,"1999-01-26T00:30:00",1,26,1,2,"všední",-0.9]
[602,null,null,"1999-01-26T01:30:00",1,26,{"$f":"G586","v":2},2,"všední",-1.2]
[603,null,null,"1999-01-26T02:30:00",1,26,3,2,"všední",-1.4]
[604,null,null,"1999-01-26T03:30:00",1,26,4,2,"všední",-1.7]
[605,null,null,"1999-01-26T04:30:00",1,26,5,2,"všední",-1.7]
[606,null,null,"1999-01-26T05:30:00",1,26,6,2,"všední",-1.7]
[607,null,null,"1999-01-26T06:30:00",1,26,7,2,"všední",-1.9]
[608,null,null,"1999-01-26T07:30:00",1,26,8,2,"všední",-1.9]
[609,null,null,"1999-01-26T08:30:00",1,26,9,2,"všední",-1.7]
[610,null,null,"1999-01-26T09:30:00",1,26,10,2,"všední",-1.3]
[611,null,null,"1999-01-26T10:30:00",1,26,11,2,"všední",-1.2]
[612,null,null,"1999-01-26T11:30:00",1,26,12,2,"všední",-1]
[613,null,null,"1999-01-26T12:30:00",1,26,13,2,"všední",-0.1]
[614,null,null,"1999-01-26T13:30:00",1,26,14,2,"všední",-0.3]
[615,null,null,"1999-01-26T14:30:00",1,26,15,2,"všední",-0.2]
[616,null,null,"1999-01-26T15:30:00",1,26,16,2,"všední",-1.1000000000000001]
[617,null,null,"1999-01-26T16:30:00",1,26,17,2,"všední",-2]
[618,null,null,"1999-01-26T17:30:00",1,26,18,2,"všední",-2.1]
[619,null,null,"1999-01-26T18:30:00",1,26,19,2,"všední",-2.2999999999999998]
[620,null,null,"1999-01-26T19:30:00",1,26,20,2,"všední",-2.5]
[621,null,null,"1999-01-26T20:30:00",1,26,21,2,"všední",-2.6]
[622,null,null,"1999-01-26T21:30:00",1,26,22,2,"všední",-2.7]
[623,null,null,"1999-01-26T22:30:00",1,26,23,2,"všední",-2.7]
[624,null,null,"1999-01-26T23:30:00",1,26,24,2,"všední",-2.8]
[625,null,null,"1999-01-27T00:30:00",1,27,1,3,"všední",-2.8]
[626,null,null,"1999-01-27T01:30:00",1,27,2,3,"všední",-2.8]
[627,null,null,"1999-01-27T02:30:00",1,27,3,3,"všední",-2.8]
[628,null,null,"1999-01-27T03:30:00",1,27,4,3,"všední",-2.8]
[629,null,null,"1999-01-27T04:30:00",1,27,5,3,"všední",-2.9]
[630,null,null,"1999-01-27T05:30:00",1,27,6,3,"všední",-2.8]
[631,null,null,"1999-01-27T06:30:00",1,27,7,3,"všední",-2.8]
[632,null,null,"1999-01-27T07:30:00",1,27,8,3,"všední",-2.9]
[633,null,null,"1999-01-27T08:30:00",1,27,9,3,"všední",-3]
[634,null,null,"1999-01-27T09:30:00",1,27,10,3,"všední",-2.5]
[635,null,null,"1999-01-27T10:30:00",1,27,11,3,"všední",-2.2000000000000002]
[636,null,null,"1999-01-27T11:30:00",1,27,12,3,"všední",-1.1000000000000001]
[637,null,null,"1999-01-27T12:30:00",1,27,13,3,"všední",-1.1000000000000001]
[638,null,null,"1999-01-27T13:30:00",1,27,14,3,"všední",-1.2]
[639,null,null,"1999-01-27T14:30:00",1,27,15,3,"všední",-1.8]
[640,null,null,"1999-01-27T15:30:00",1,27,16,3,"všední",-1.8]
[641,null,null,"1999-01-27T16:30:00",1,27,17,3,"všední",-2.5]
[642,null,null,"1999-01-27T17:30:00",1,27,18,{"$f":"WEEKDAY(D650-1)","v":3},{"$f":"IF(OR(E650=7,E650=8),\"prázdniny\",(IF(H650=6,\"víkend\",IF(H650=7,\"víkend\",IF(AND(E650=1,F650=1),\"prázdniny\",\"všední\")))))","v":"všední"},-3.1]
[643,null,null,{"$f":"D650+1/24","v":"1999-01-27T18:30:00"},1,27,19,3,"všední",-3.2]
[644,null,null,"1999-01-27T19:30:00",1,27,20,3,"všední",-3.9]
[645,null,null,"1999-01-27T20:30:00",1,27,21,3,"všední",-4.2]
[646,null,null,"1999-01-27T21:30:00",1,27,22,3,"všední",-5.4]
[647,null,null,"1999-01-27T22:30:00",1,27,23,3,"všední",-5.6]
[648,null,null,"1999-01-27T23:30:00",1,27,24,3,"všední",-5.8]
[649,null,null,"1999-01-28T00:30:00",1,28,1,4,"všední",-6]
[650,null,null,"1999-01-28T01:30:00",1,28,2,4,"všední",-6.5]
[651,null,null,"1999-01-28T02:30:00",1,28,3,4,"všední",-7]
[652,null,null,"1999-01-28T03:30:00",1,28,4,4,"všední",-7.5]
[653,null,null,"1999-01-28T04:30:00",1,28,5,4,"všední",-7.6]
[654,null,null,"1999-01-28T05:30:00",1,28,6,4,"všední",-8.3000000000000007]
[655,null,null,"1999-01-28T06:30:00",1,28,7,4,"všední",-8.3000000000000007]
[656,null,null,"1999-01-28T07:30:00",1,28,8,4,"všední",-8.4]
[657,null,null,"1999-01-28T08:30:00",1,28,9,4,"všední",-6.6]
[658,null,null,"1999-01-28T09:30:00",1,28,10,4,"všední",-5]
[659,null,null,"1999-01-28T10:30:00",1,28,11,4,"všední",-3.6]
[660,null,null,"1999-01-28T11:30:00",1,28,12,4,"všední",-2]
[661,null,null,"1999-01-28T12:30:00",1,28,13,4,"všední",-1.1000000000000001]
[662,null,null,"1999-01-28T13:30:00",1,28,14,4,"všední",-0.7]
[663,null,null,"1999-01-28T14:30:00",1,28,15,4,"všední",-0.4]
[664,null,null,"1999-01-28T15:30:00",1,28,16,4,"všední",-0.2]
[665,null,null,"1999-01-28T16:30:00",1,28,17,4,"všední",-0.5]
[666,null,null,"1999-01-28T17:30:00",1,28,{"$f":"G650","v":18},4,"všední",-1]
[667,null,null,"1999-01-28T18:30:00",1,28,19,4,"všední",-1.3]
[668,null,null,"1999-01-28T19:30:00",1,28,20,4,"všední",-2.2000000000000002]
[669,null,null,"1999-01-28T20:30:00",1,28,21,4,"všední",-3.8]
[670,null,null,"1999-01-28T21:30:00",1,28,22,4,"všední",-3.9]
[671,null,null,"1999-01-28T22:30:00",1,28,23,4,"všední",-3.9]
[672,null,null,"1999-01-28T23:30:00",1,28,24,4,"všední",-4]
[673,null,null,"1999-01-29T00:30:00",1,29,1,5,"všední",-4]
[674,null,null,"1999-01-29T01:30:00",1,29,2,5,"všední",-4.0999999999999996]
[675,null,null,"1999-01-29T02:30:00",1,29,3,5,"všední",-4.3]
[676,null,null,"1999-01-29T03:30:00",1,29,4,5,"všední",-4.4000000000000004]
[677,null,null,"1999-01-29T04:30:00",1,29,5,5,"všední",-4.4000000000000004]
[678,null,null,"1999-01-29T05:30:00",1,29,6,5,"všední",-4.4000000000000004]
[679,null,null,"1999-01-29T06:30:00",1,29,7,5,"všední",-4.8]
[680,null,null,"1999-01-29T07:30:00",1,29,8,5,"všední",-3.8]
[681,null,null,"1999-01-29T08:30:00",1,29,9,5,"všední",-3.5]
[682,null,null,"1999-01-29T09:30:00",1,29,10,5,"všední",-2.4]
[683,null,null,"1999-01-29T10:30:00",1,29,11,5,"všední",-1.4]
[684,null,null,"1999-01-29T11:30:00",1,29,12,5,"všední",0.1]
[685,null,null,"1999-01-29T12:30:00",1,29,13,5,"všední",0.8]
[686,null,null,"1999-01-29T13:30:00",1,29,14,5,"všední",0.7]
[687,null,null,"1999-01-29T14:30:00",1,29,15,5,"všední",1]
[688,null,null,"1999-01-29T15:30:00",1,29,16,5,"všední",0.8]
[689,null,null,"1999-01-29T16:30:00",1,29,17,5,"všední",0.2]
[690,null,null,"1999-01-29T17:30:00",1,29,18,5,"všední",0.2]
[691,null,null,"1999-01-29T18:30:00",1,29,19,5,"všední",0]
[692,null,null,"1999-01-29T19:30:00",1,29,20,5,"všední",0.2]
[693,null,null,"1999-01-29T20:30:00",1,29,21,5,"všední",0.5]
[694,null,null,"1999-01-29T21:30:00",1,29,22,5,"všední",0.5]
[695,null,null,"1999-01-29T22:30:00",1,29,23,5,"všední",0.6]
[696,null,null,"1999-01-29T23:30:00",1,29,24,5,"všední",0.6]
[697,null,null,"1999-01-30T00:30:00",1,30,1,6,"víkend",0.7]
[698,null,null,"1999-01-30T01:30:00",1,30,2,6,"víkend",0.7]
[699,null,null,"1999-01-30T02:30:00",1,30,3,6,"víkend",0.6]
[700,null,null,"1999-01-30T03:30:00",1,30,4,6,"víkend",0.6]
[701,null,null,"1999-01-30T04:30:00",1,30,5,6,"víkend",1.3]
[702,null,null,"1999-01-30T05:30:00",1,30,6,6,"víkend",1.7]
[703,null,null,"1999-01-30T06:30:00",1,30,7,6,"víkend",1.9]
[704,null,null,"1999-01-30T07:30:00",1,30,8,6,"víkend",2]
[705,null,null,"1999-01-30T08:30:00",1,30,9,6,"víkend",2.2000000000000002]
[706,null,null,"1999-01-30T09:30:00",1,30,10,{"$f":"WEEKDAY(D714-1)","v":6},{"$f":"IF(OR(E714=7,E714=8),\"prázdniny\",(IF(H714=6,\"víkend\",IF(H714=7,\"víkend\",IF(AND(E714=1,F714=1),\"prázdniny\",\"všední\")))))","v":"víkend"},2.6]
[707,null,null,{"$f":"D714+1/24","v":"1999-01-30T10:30:00"},1,30,11,6,"víkend",3.2]
[708,null,null,"1999-01-30T11:30:00",1,30,12,6,"víkend",3.5]
[709,null,null,"1999-01-30T12:30:00",1,30,13,6,"víkend",3.6]
[710,null,null,"1999-01-30T13:30:00",1,30,14,6,"víkend",3.3]
[711,null,null,"1999-01-30T14:30:00",1,30,15,6,"víkend",2.4]
[712,null,null,"1999-01-30T15:30:00",1,30,16,6,"víkend",2]
[713,null,null,"1999-01-30T16:30:00",1,30,17,6,"víkend",1.8]
[714,null,null,"1999-01-30T17:30:00",1,30,18,6,"víkend",1.5]
[715,null,null,"1999-01-30T18:30:00",1,30,19,6,"víkend",1.2]
[716,null,null,"1999-01-30T19:30:00",1,30,20,6,"víkend",1.2]
[717,null,null,"1999-01-30T20:30:00",1,30,21,6,"víkend",1.6]
[718,null,null,"1999-01-30T21:30:00",1,30,22,6,"víkend",1.9]
[719,null,null,"1999-01-30T22:30:00",1,30,23,6,"víkend",2]
[720,null,null,"1999-01-30T23:30:00",1,30,24,6,"víkend",2.1]
[721,null,null,"1999-01-31T00:30:00",1,31,1,7,"víkend",2.2000000000000002]
[722,null,null,"1999-01-31T01:30:00",1,31,2,7,"víkend",2.2000000000000002]
[723,null,null,"1999-01-31T02:30:00",1,31,3,7,"víkend",2.1]
[724,null,null,"1999-01-31T03:30:00",1,31,4,7,"víkend",2.1]
[725,null,null,"1999-01-31T04:30:00",1,31,5,7,"víkend",2]
[726,null,null,"1999-01-31T05:30:00",1,31,6,7,"víkend",2.2000000000000002]
[727,null,null,"1999-01-31T06:30:00",1,31,7,7,"víkend",2.4]
[728,null,null,"1999-01-31T07:30:00",1,31,8,7,"víkend",2.2000000000000002]
[729,null,null,"1999-01-31T08:30:00",1,31,9,7,"víkend",2.6]
[730,null,null,"1999-01-31T09:30:00",1,31,{"$f":"G714","v":10},7,"víkend",2.6]
[731,null,null,"1999-01-31T10:30:00",1,31,11,7,"víkend",2.9]
[732,null,null,"1999-01-31T11:30:00",1,31,12,7,"víkend",3.1]
[733,null,null,"1999-01-31T12:30:00",1,31,13,7,"víkend",3.3]
[734,null,null,"1999-01-31T13:30:00",1,31,14,7,"víkend",3.5]
[735,null,null,"1999-01-31T14:30:00",1,31,15,7,"víkend",3.4]
[736,null,null,"1999-01-31T15:30:00",1,31,16,7,"víkend",3.2]
[737,null,null,"1999-01-31T16:30:00",1,31,17,7,"víkend",3.4]
[738,null,null,"1999-01-31T17:30:00",1,31,18,7,"víkend",3.6]
[739,null,null,"1999-01-31T18:30:00",1,31,19,7,"víkend",3.6]
[740,null,null,"1999-01-31T19:30:00",1,31,20,7,"víkend",3.7]
[741,null,null,"1999-01-31T20:30:00",1,31,21,7,"víkend",3.5]
[742,null,null,"1999-01-31T21:30:00",1,31,22,7,"víkend",3.5]
[743,null,null,"1999-01-31T22:30:00",1,31,23,7,"víkend",3.7]
[744,null,null,"1999-01-31T23:30:00",1,31,24,7,"víkend",3.9]
[745,null,null,"1999-02-01T00:30:00",2,1,1,1,"všední",-10.6]
[746,null,null,"1999-02-01T01:30:00",2,1,2,1,"všední",-11]
[747,null,null,"1999-02-01T02:30:00",2,1,3,1,"všední",-11.4]
[748,null,null,"1999-02-01T03:30:00",2,1,4,1,"všední",-11.8]
[749,null,null,"1999-02-01T04:30:00",2,1,5,1,"všední",-12.8]
[750,null,null,"1999-02-01T05:30:00",2,1,6,1,"všední",-12.9]
[751,null,null,"1999-02-01T06:30:00",2,1,7,1,"všední",-13.2]
[752,null,null,"1999-02-01T07:30:00",2,1,8,1,"všední",-12.8]
[753,null,null,"1999-02-01T08:30:00",2,1,9,1,"všední",-11.6]
[754,null,null,"1999-02-01T09:30:00",2,1,10,1,"všední",-10]
[755,null,null,"1999-02-01T10:30:00",2,1,11,1,"všední",-8.4]
[756,null,null,"1999-02-01T11:30:00",2,1,12,1,"všední",-6.6]
[757,null,null,"1999-02-01T12:30:00",2,1,13,1,"všední",-6.1]
[758,null,null,"1999-02-01T13:30:00",2,1,14,1,"všední",-5]
[759,null,null,"1999-02-01T14:30:00",2,1,15,1,"všední",-4.5999999999999996]
[760,null,null,"1999-02-01T15:30:00",2,1,16,1,"všední",-4]
[761,null,null,"1999-02-01T16:30:00",2,1,17,1,"všední",-4.5999999999999996]
[762,null,null,"1999-02-01T17:30:00",2,1,18,1,"všední",-6.1]
[763,null,null,"1999-02-01T18:30:00",2,1,19,1,"všední",-7.4]
[764,null,null,"1999-02-01T19:30:00",2,1,20,1,"všední",-8.1]
[765,null,null,"1999-02-01T20:30:00",2,1,21,1,"všední",-8.6]
[766,null,null,"1999-02-01T21:30:00",2,1,22,1,"všední",-9.1]
[767,null,null,"1999-02-01T22:30:00",2,1,23,1,"všední",-9.6999999999999993]
[768,null,null,"1999-02-01T23:30:00",2,1,24,1,"všední",-10.3]
[769,null,null,"1999-02-02T00:30:00",2,2,1,2,"všední",-10.9]
[770,null,null,"1999-02-02T01:30:00",2,2,2,{"$f":"WEEKDAY(D778-1)","v":2},{"$f":"IF(OR(E778=7,E778=8),\"prázdniny\",(IF(H778=6,\"víkend\",IF(H778=7,\"víkend\",IF(AND(E778=1,F778=1),\"prázdniny\",\"všední\")))))","v":"všední"},-11.4]
[771,null,null,{"$f":"D778+1/24","v":"1999-02-02T02:30:00"},2,2,3,2,"všední",-11.9]
[772,null,null,"1999-02-02T03:30:00",2,2,4,2,"všední",-12.4]
[773,null,null,"1999-02-02T04:30:00",2,2,5,2,"všední",-13.4]
[774,null,null,"1999-02-02T05:30:00",2,2,6,2,"všední",-13.4]
[775,null,null,"1999-02-02T06:30:00",2,2,7,2,"všední",-14.2]
[776,null,null,"1999-02-02T07:30:00",2,2,8,2,"všední",-15]
[777,null,null,"1999-02-02T08:30:00",2,2,9,2,"všední",-13.4]
[778,null,null,"1999-02-02T09:30:00",2,2,10,2,"všední",-11.4]
[779,null,null,"1999-02-02T10:30:00",2,2,11,2,"všední",-10.3]
[780,null,null,"1999-02-02T11:30:00",2,2,12,2,"všední",-6.6]
[781,null,null,"1999-02-02T12:30:00",2,2,13,2,"všední",-5.4]
[782,null,null,"1999-02-02T13:30:00",2,2,14,2,"všední",-3.8]
[783,null,null,"1999-02-02T14:30:00",2,2,15,2,"všední",-2.7]
[784,null,null,"1999-02-02T15:30:00",2,2,16,2,"všední",-2]
[785,null,null,"1999-02-02T16:30:00",2,2,17,2,"všední",-3]
[786,null,null,"1999-02-02T17:30:00",2,2,18,2,"všední",-4.4000000000000004]
[787,null,null,"1999-02-02T18:30:00",2,2,19,2,"všední",-5.3]
[788,null,null,"1999-02-02T19:30:00",2,2,20,2,"všední",-6]
[789,null,null,"1999-02-02T20:30:00",2,2,21,2,"všední",-7.2]
[790,null,null,"1999-02-02T21:30:00",2,2,22,2,"všední",-7.6]
[791,null,null,"1999-02-02T22:30:00",2,2,23,2,"všední",-8.1999999999999993]
[792,null,null,"1999-02-02T23:30:00",2,2,24,2,"všední",-8.8000000000000007]
[793,null,null,"1999-02-03T00:30:00",2,3,1,3,"všední",-9.4]
[794,null,null,"1999-02-03T01:30:00",2,3,{"$f":"G778","v":2},3,"všední",-9.5]
[795,null,null,"1999-02-03T02:30:00",2,3,3,3,"všední",-9.6]
[796,null,null,"1999-02-03T03:30:00",2,3,4,3,"všední",-9.6999999999999993]
[797,null,null,"1999-02-03T04:30:00",2,3,5,3,"všední",-10.1]
[798,null,null,"1999-02-03T05:30:00",2,3,6,3,"všední",-11.1]
[799,null,null,"1999-02-03T06:30:00",2,3,7,3,"všední",-13.3]
[800,null,null,"1999-02-03T07:30:00",2,3,8,3,"všední",-14.4]
[801,null,null,"1999-02-03T08:30:00",2,3,9,3,"všední",-13.6]
[802,null,null,"1999-02-03T09:30:00",2,3,10,3,"všední",-11.6]
[803,null,null,"1999-02-03T10:30:00",2,3,11,3,"všední",-9]
[804,null,null,"1999-02-03T11:30:00",2,3,12,3,"všední",-5.3]
[805,null,null,"1999-02-03T12:30:00",2,3,13,3,"všední",-5]
[806,null,null,"1999-02-03T13:30:00",2,3,14,3,"všední",-3.3]
[807,null,null,"1999-02-03T14:30:00",2,3,15,3,"všední",-3]
[808,null,null,"1999-02-03T15:30:00",2,3,16,3,"všední",-3.4]
[809,null,null,"1999-02-03T16:30:00",2,3,17,3,"všední",-3.9]
[810,null,null,"1999-02-03T17:30:00",2,3,18,3,"všední",-4.4000000000000004]
[811,null,null,"1999-02-03T18:30:00",2,3,19,3,"všední",-5.8]
[812,null,null,"1999-02-03T19:30:00",2,3,20,3,"všední",-7.3]
[813,null,null,"1999-02-03T20:30:00",2,3,21,3,"všední",-9]
[814,null,null,"1999-02-03T21:30:00",2,3,22,3,"všední",-10.5]
[815,null,null,"1999-02-03T22:30:00",2,3,23,3,"všední",-11]
[816,null,null,"1999-02-03T23:30:00",2,3,24,3,"všední",-11.5]
[817,null,null,"1999-02-04T00:30:00",2,4,1,4,"všední",-12]
[818,null,null,"1999-02-04T01:30:00",2,4,2,4,"všední",-12.5]
[819,null,null,"1999-02-04T02:30:00",2,4,3,4,"všední",-13]
[820,null,null,"1999-02-04T03:30:00",2,4,4,4,"všední",-13.5]
[821,null,null,"1999-02-04T04:30:00",2,4,5,4,"všední",-13.8]
[822,null,null,"1999-02-04T05:30:00",2,4,6,4,"všední",-14.2]
[823,null,null,"1999-02-04T06:30:00",2,4,7,4,"všední",-14.6]
[824,null,null,"1999-02-04T07:30:00",2,4,8,4,"všední",-14.3]
[825,null,null,"1999-02-04T08:30:00",2,4,9,4,"všední",-13.1]
[826,null,null,"1999-02-04T09:30:00",2,4,10,4,"všední",-10.7]
[827,null,null,"1999-02-04T10:30:00",2,4,11,4,"všední",-8.6999999999999993]
[828,null,null,"1999-02-04T11:30:00",2,4,12,4,"všední",-5.9]
[829,null,null,"1999-02-04T12:30:00",2,4,13,4,"všední",-4.2]
[830,null,null,"1999-02-04T13:30:00",2,4,14,4,"všední",-4.2]
[831,null,null,"1999-02-04T14:30:00",2,4,15,4,"všední",-3]
[832,null,null,"1999-02-04T15:30:00",2,4,16,4,"všední",-3.2]
[833,null,null,"1999-02-04T16:30:00",2,4,17,4,"všední",-3.2]
[834,null,null,"1999-02-04T17:30:00",2,4,18,{"$f":"WEEKDAY(D842-1)","v":4},{"$f":"IF(OR(E842=7,E842=8),\"prázdniny\",(IF(H842=6,\"víkend\",IF(H842=7,\"víkend\",IF(AND(E842=1,F842=1),\"prázdniny\",\"všední\")))))","v":"všední"},-3.5]
[835,null,null,{"$f":"D842+1/24","v":"1999-02-04T18:30:00"},2,4,19,4,"všední",-4.2]
[836,null,null,"1999-02-04T19:30:00",2,4,20,4,"všední",-4.4000000000000004]
[837,null,null,"1999-02-04T20:30:00",2,4,21,4,"všední",-4.8]
[838,null,null,"1999-02-04T21:30:00",2,4,22,4,"všední",-5.0999999999999996]
[839,null,null,"1999-02-04T22:30:00",2,4,23,4,"všední",-5.3]
[840,null,null,"1999-02-04T23:30:00",2,4,24,4,"všední",-5.5]
[841,null,null,"1999-02-05T00:30:00",2,5,1,5,"všední",-5.7]
[842,null,null,"1999-02-05T01:30:00",2,5,2,5,"všední",-6.3]
[843,null,null,"1999-02-05T02:30:00",2,5,3,5,"všední",-7]
[844,null,null,"1999-02-05T03:30:00",2,5,4,5,"všední",-7.6]
[845,null,null,"1999-02-05T04:30:00",2,5,5,5,"všední",-8]
[846,null,null,"1999-02-05T05:30:00",2,5,6,5,"všední",-8]
[847,null,null,"1999-02-05T06:30:00",2,5,7,5,"všední",-8.3000000000000007]
[848,null,null,"1999-02-05T07:30:00",2,5,8,5,"všední",-8.8000000000000007]
[849,null,null,"1999-02-05T08:30:00",2,5,9,5,"všední",-8.6999999999999993]
[850,null,null,"1999-02-05T09:30:00",2,5,10,5,"všední",-8.6]
[851,null,null,"1999-02-05T10:30:00",2,5,11,5,"všední",-8]
[852,null,null,"1999-02-05T11:30:00",2,5,12,5,"všední",-7.7]
[853,null,null,"1999-02-05T12:30:00",2,5,13,5,"všední",-7.9]
[854,null,null,"1999-02-05T13:30:00",2,5,14,5,"všední",-7.5]
[855,null,null,"1999-02-05T14:30:00",2,5,15,5,"všední",-7.7]
[856,null,null,"1999-02-05T15:30:00",2,5,16,5,"všední",-9.3000000000000007]
[857,null,null,"1999-02-05T16:30:00",2,5,17,5,"všední",-10.5]
[858,null,null,"1999-02-05T17:30:00",2,5,{"$f":"G842","v":18},5,"všední",-10.5]
[859,null,null,"1999-02-05T18:30:00",2,5,19,5,"všední",-11.3]
[860,null,null,"1999-02-05T19:30:00",2,5,20,5,"všední",-12.4]
[861,null,null,"1999-02-05T20:30:00",2,5,21,5,"všední",-13]
[862,null,null,"1999-02-05T21:30:00",2,5,22,5,"všední",-13.7]
[863,null,null,"1999-02-05T22:30:00",2,5,23,5,"všední",-14.1]
[864,null,null,"1999-02-05T23:30:00",2,5,24,5,"všední",-14.6]
[865,null,null,"1999-02-06T00:30:00",2,6,1,6,"víkend",-15]
[866,null,null,"1999-02-06T01:30:00",2,6,2,6,"víkend",-15.3]
[867,null,null,"1999-02-06T02:30:00",2,6,3,6,"víkend",-15.7]
[868,null,null,"1999-02-06T03:30:00",2,6,4,6,"víkend",-16]
[869,null,null,"1999-02-06T04:30:00",2,6,5,6,"víkend",-16.2]
[870,null,null,"1999-02-06T05:30:00",2,6,6,6,"víkend",-16.5]
[871,null,null,"1999-02-06T06:30:00",2,6,7,6,"víkend",-16.600000000000001]
[872,null,null,"1999-02-06T07:30:00",2,6,8,6,"víkend",-16.8]
[873,null,null,"1999-02-06T08:30:00",2,6,9,6,"víkend",-16.100000000000001]
[874,null,null,"1999-02-06T09:30:00",2,6,10,6,"víkend",-15.3]
[875,null,null,"1999-02-06T10:30:00",2,6,11,6,"víkend",-14]
[876,null,null,"1999-02-06T11:30:00",2,6,12,6,"víkend",-12.5]
[877,null,null,"1999-02-06T12:30:00",2,6,13,6,"víkend",-11.3]
[878,null,null,"1999-02-06T13:30:00",2,6,14,6,"víkend",-10.8]
[879,null,null,"1999-02-06T14:30:00",2,6,15,6,"víkend",-10.199999999999999]
[880,null,null,"1999-02-06T15:30:00",2,6,16,6,"víkend",-10]
[881,null,null,"1999-02-06T16:30:00",2,6,17,6,"víkend",-10.3]
[882,null,null,"1999-02-06T17:30:00",2,6,18,6,"víkend",-10.6]
[883,null,null,"1999-02-06T18:30:00",2,6,19,6,"víkend",-11.1]
[884,null,null,"1999-02-06T19:30:00",2,6,20,6,"víkend",-10.6]
[885,null,null,"1999-02-06T20:30:00",2,6,21,6,"víkend",-11]
[886,null,null,"1999-02-06T21:30:00",2,6,22,6,"víkend",-10.9]
[887,null,null,"1999-02-06T22:30:00",2,6,23,6,"víkend",-10.7]
[888,null,null,"1999-02-06T23:30:00",2,6,24,6,"víkend",-10.5]
[889,null,null,"1999-02-07T00:30:00",2,7,1,7,"víkend",-10.3]
[890,null,null,"1999-02-07T01:30:00",2,7,2,7,"víkend",-10.1]
[891,null,null,"1999-02-07T02:30:00",2,7,3,7,"víkend",-9.9]
[892,null,null,"1999-02-07T03:30:00",2,7,4,7,"víkend",-9.6999999999999993]
[893,null,null,"1999-02-07T04:30:00",2,7,5,7,"víkend",-9.3000000000000007]
[894,null,null,"1999-02-07T05:30:00",2,7,6,7,"víkend",-9]
[895,null,null,"1999-02-07T06:30:00",2,7,7,7,"víkend",-8.6999999999999993]
[896,null,null,"1999-02-07T07:30:00",2,7,8,7,"víkend",-8.6]
[897,null,null,"1999-02-07T08:30:00",2,7,9,7,"víkend",-7.9]
[898,null,null,"1999-02-07T09:30:00",2,7,10,{"$f":"WEEKDAY(D906-1)","v":7},{"$f":"IF(OR(E906=7,E906=8),\"prázdniny\",(IF(H906=6,\"víkend\",IF(H906=7,\"víkend\",IF(AND(E906=1,F906=1),\"prázdniny\",\"všední\")))))","v":"víkend"},-7.3]
[899,null,null,{"$f":"D906+1/24","v":"1999-02-07T10:30:00"},2,7,11,7,"víkend",-6.9]
[900,null,null,"1999-02-07T11:30:00",2,7,12,7,"víkend",-6.6]
[901,null,null,"1999-02-07T12:30:00",2,7,13,7,"víkend",-5.9]
[902,null,null,"1999-02-07T13:30:00",2,7,14,7,"víkend",-4.9000000000000004]
[903,null,null,"1999-02-07T14:30:00",2,7,15,7,"víkend",-5.3]
[904,null,null,"1999-02-07T15:30:00",2,7,16,7,"víkend",-4.9000000000000004]
[905,null,null,"1999-02-07T16:30:00",2,7,17,7,"víkend",-4.8]
[906,null,null,"1999-02-07T17:30:00",2,7,18,7,"víkend",-4.8]
[907,null,null,"1999-02-07T18:30:00",2,7,19,7,"víkend",-3.6]
[908,null,null,"1999-02-07T19:30:00",2,7,20,7,"víkend",-4.7]
[909,null,null,"1999-02-07T20:30:00",2,7,21,7,"víkend",-5.4]
[910,null,null,"1999-02-07T21:30:00",2,7,22,7,"víkend",-5.7]
[911,null,null,"1999-02-07T22:30:00",2,7,23,7,"víkend",-6.1]
[912,null,null,"1999-02-07T23:30:00",2,7,24,7,"víkend",-6.6]
[913,null,null,"1999-02-08T00:30:00",2,8,1,1,"všední",-7]
[914,null,null,"1999-02-08T01:30:00",2,8,2,1,"všední",-6.8]
[915,null,null,"1999-02-08T02:30:00",2,8,3,1,"všední",-6.5]
[916,null,null,"1999-02-08T03:30:00",2,8,4,1,"všední",-6.3]
[917,null,null,"1999-02-08T04:30:00",2,8,5,1,"všední",-6.2]
[918,null,null,"1999-02-08T05:30:00",2,8,6,1,"všední",-6.1]
[919,null,null,"1999-02-08T06:30:00",2,8,7,1,"všední",-6]
[920,null,null,"1999-02-08T07:30:00",2,8,8,1,"všední",-5.6]
[921,null,null,"1999-02-08T08:30:00",2,8,9,1,"všední",-5.2]
[922,null,null,"1999-02-08T09:30:00",2,8,{"$f":"G906","v":10},1,"všední",-4.9000000000000004]
[923,null,null,"1999-02-08T10:30:00",2,8,11,1,"všední",-4]
[924,null,null,"1999-02-08T11:30:00",2,8,12,1,"všední",-2.4]
[925,null,null,"1999-02-08T12:30:00",2,8,13,1,"všední",-2.7]
[926,null,null,"1999-02-08T13:30:00",2,8,14,1,"všední",-2.7]
[927,null,null,"1999-02-08T14:30:00",2,8,15,1,"všední",-2.7]
[928,null,null,"1999-02-08T15:30:00",2,8,16,1,"všední",-2]
[929,null,null,"1999-02-08T16:30:00",2,8,17,1,"všední",-2.5]
[930,null,null,"1999-02-08T17:30:00",2,8,18,1,"všední",-2.7]
[931,null,null,"1999-02-08T18:30:00",2,8,19,1,"všední",-3.2]
[932,null,null,"1999-02-08T19:30:00",2,8,20,1,"všední",-3.3]
[933,null,null,"1999-02-08T20:30:00",2,8,21,1,"všední",-3.1]
[934,null,null,"1999-02-08T21:30:00",2,8,22,1,"všední",-3.1]
[935,null,null,"1999-02-08T22:30:00",2,8,23,1,"všední",-3.1]
[936,null,null,"1999-02-08T23:30:00",2,8,24,1,"všední",-3.1]
[937,null,null,"1999-02-09T00:30:00",2,9,1,2,"všední",-3.1]
[938,null,null,"1999-02-09T01:30:00",2,9,2,2,"všední",-3.5]
[939,null,null,"1999-02-09T02:30:00",2,9,3,2,"všední",-3.8]
[940,null,null,"1999-02-09T03:30:00",2,9,4,2,"všední",-4.2]
[941,null,null,"1999-02-09T04:30:00",2,9,5,2,"všední",-4.0999999999999996]
[942,null,null,"1999-02-09T05:30:00",2,9,6,2,"všední",-4.9000000000000004]
[943,null,null,"1999-02-09T06:30:00",2,9,7,2,"všední",-5.2]
[944,null,null,"1999-02-09T07:30:00",2,9,8,2,"všední",-5.3]
[945,null,null,"1999-02-09T08:30:00",2,9,9,2,"všední",-4.5999999999999996]
[946,null,null,"1999-02-09T09:30:00",2,9,10,2,"všední",-4.2]
[947,null,null,"1999-02-09T10:30:00",2,9,11,2,"všední",-1.8]
[948,null,null,"1999-02-09T11:30:00",2,9,12,2,"všední",-1.8]
[949,null,null,"1999-02-09T12:30:00",2,9,13,2,"všední",-0.5]
[950,null,null,"1999-02-09T13:30:00",2,9,14,2,"všední",0]
[951,null,null,"1999-02-09T14:30:00",2,9,15,2,"všední",0]
[952,null,null,"1999-02-09T15:30:00",2,9,16,2,"všední",0.4]
[953,null,null,"1999-02-09T16:30:00",2,9,17,2,"všední",-0.3]
[954,null,null,"1999-02-09T17:30:00",2,9,18,2,"všední",-1.8]
[955,null,null,"1999-02-09T18:30:00",2,9,19,2,"všední",-2.2000000000000002]
[956,null,null,"1999-02-09T19:30:00",2,9,20,2,"všední",-2]
[957,null,null,"1999-02-09T20:30:00",2,9,21,2,"všední",-1.2]
[958,null,null,"1999-02-09T21:30:00",2,9,22,2,"všední",-1.6]
[959,null,null,"1999-02-09T22:30:00",2,9,23,2,"všední",-1.9]
[960,null,null,"1999-02-09T23:30:00",2,9,24,2,"všední",-2.2999999999999998]
[961,null,null,"1999-02-10T00:30:00",2,10,1,3,"všední",-2.6]
[962,null,null,"1999-02-10T01:30:00",2,10,2,{"$f":"WEEKDAY(D970-1)","v":3},{"$f":"IF(OR(E970=7,E970=8),\"prázdniny\",(IF(H970=6,\"víkend\",IF(H970=7,\"víkend\",IF(AND(E970=1,F970=1),\"prázdniny\",\"všední\")))))","v":"všední"},-3]
[963,null,null,{"$f":"D970+1/24","v":"1999-02-10T02:30:00"},2,10,3,3,"všední",-3.4]
[964,null,null,"1999-02-10T03:30:00",2,10,4,3,"všední",-3.8]
[965,null,null,"1999-02-10T04:30:00",2,10,5,3,"všední",-4.2]
[966,null,null,"1999-02-10T05:30:00",2,10,6,3,"všední",-4.3]
[967,null,null,"1999-02-10T06:30:00",2,10,7,3,"všední",-4.0999999999999996]
[968,null,null,"1999-02-10T07:30:00",2,10,8,3,"všední",-4]
[969,null,null,"1999-02-10T08:30:00",2,10,9,3,"všední",-3.8]
[970,null,null,"1999-02-10T09:30:00",2,10,10,3,"všední",-2.2000000000000002]
[971,null,null,"1999-02-10T10:30:00",2,10,11,3,"všední",-1.2]
[972,null,null,"1999-02-10T11:30:00",2,10,12,3,"všední",-0.7]
[973,null,null,"1999-02-10T12:30:00",2,10,13,3,"všední",0]
[974,null,null,"1999-02-10T13:30:00",2,10,14,3,"všední",0.5]
[975,null,null,"1999-02-10T14:30:00",2,10,15,3,"všední",0.8]
[976,null,null,"1999-02-10T15:30:00",2,10,16,3,"všední",1]
[977,null,null,"1999-02-10T16:30:00",2,10,17,3,"všední",0.5]
[978,null,null,"1999-02-10T17:30:00",2,10,18,3,"všední",0.2]
[979,null,null,"1999-02-10T18:30:00",2,10,19,3,"všední",0.1]
[980,null,null,"1999-02-10T19:30:00",2,10,20,3,"všední",-0.2]
[981,null,null,"1999-02-10T20:30:00",2,10,21,3,"všední",-0.2]
[982,null,null,"1999-02-10T21:30:00",2,10,22,3,"všední",-0.5]
[983,null,null,"1999-02-10T22:30:00",2,10,23,3,"všední",-0.9]
[984,null,null,"1999-02-10T23:30:00",2,10,24,3,"všední",-1.2]
[985,null,null,"1999-02-11T00:30:00",2,11,1,4,"všední",-1.6]
[986,null,null,"1999-02-11T01:30:00",2,11,{"$f":"G970","v":2},4,"všední",-1.8]
[987,null,null,"1999-02-11T02:30:00",2,11,3,4,"všední",-2.1]
[988,null,null,"1999-02-11T03:30:00",2,11,4,4,"všední",-2.2999999999999998]
[989,null,null,"1999-02-11T04:30:00",2,11,5,4,"všední",-2.9]
[990,null,null,"1999-02-11T05:30:00",2,11,6,4,"všední",-3.5]
[991,null,null,"1999-02-11T06:30:00",2,11,7,4,"všední",-3.7]
[992,null,null,"1999-02-11T07:30:00",2,11,8,4,"všední",-4.5999999999999996]
[993,null,null,"1999-02-11T08:30:00",2,11,9,4,"všední",-4.5999999999999996]
[994,null,null,"1999-02-11T09:30:00",2,11,10,4,"všední",-3.9]
[995,null,null,"1999-02-11T10:30:00",2,11,11,4,"všední",-3.5]
[996,null,null,"1999-02-11T11:30:00",2,11,12,4,"všední",-2.2000000000000002]
[997,null,null,"1999-02-11T12:30:00",2,11,13,4,"všední",-2.4]
[998,null,null,"1999-02-11T13:30:00",2,11,14,4,"všední",-1.6]
[999,null,null,"1999-02-11T14:30:00",2,11,15,4,"všední",-2]
[1000,null,null,"1999-02-11T15:30:00",2,11,16,4,"všední",-2]
[1001,null,null,"1999-02-11T16:30:00",2,11,17,4,"všední",-3.6]
[1002,null,null,"1999-02-11T17:30:00",2,11,18,4,"všední",-4.9000000000000004]
[1003,null,null,"1999-02-11T18:30:00",2,11,19,4,"všední",-5.6]
[1004,null,null,"1999-02-11T19:30:00",2,11,20,4,"všední",-5.4]
[1005,null,null,"1999-02-11T20:30:00",2,11,21,4,"všední",-6.4]
[1006,null,null,"1999-02-11T21:30:00",2,11,22,4,"všední",-7.5]
[1007,null,null,"1999-02-11T22:30:00",2,11,23,4,"všední",-5.4]
[1008,null,null,"1999-02-11T23:30:00",2,11,24,4,"všední",-3.2]
[1009,null,null,"1999-02-12T00:30:00",2,12,1,5,"všední",-1.1000000000000001]
[1010,null,null,"1999-02-12T01:30:00",2,12,2,5,"všední",-3.3]
[1011,null,null,"1999-02-12T02:30:00",2,12,3,5,"všední",-5.4]
[1012,null,null,"1999-02-12T03:30:00",2,12,4,5,"všední",-7.6]
[1013,null,null,"1999-02-12T04:30:00",2,12,5,5,"všední",-7]
[1014,null,null,"1999-02-12T05:30:00",2,12,6,5,"všední",-7.4]
[1015,null,null,"1999-02-12T06:30:00",2,12,7,5,"všední",-8.1999999999999993]
[1016,null,null,"1999-02-12T07:30:00",2,12,8,5,"všední",-9.1999999999999993]
[1017,null,null,"1999-02-12T08:30:00",2,12,9,5,"všední",-7.9]
[1018,null,null,"1999-02-12T09:30:00",2,12,10,5,"všední",-6]
[1019,null,null,"1999-02-12T10:30:00",2,12,11,5,"všední",-2.6]
[1020,null,null,"1999-02-12T11:30:00",2,12,12,5,"všední",-1.6]
[1021,null,null,"1999-02-12T12:30:00",2,12,13,5,"všední",0.2]
[1022,null,null,"1999-02-12T13:30:00",2,12,14,5,"všední",-1]
[1023,null,null,"1999-02-12T14:30:00",2,12,15,5,"všední",-0.2]
[1024,null,null,"1999-02-12T15:30:00",2,12,16,5,"všední",-0.4]
[1025,null,null,"1999-02-12T16:30:00",2,12,17,5,"všední",-1.8]
[1026,null,null,"1999-02-12T17:30:00",2,12,18,{"$f":"WEEKDAY(D1034-1)","v":5},{"$f":"IF(OR(E1034=7,E1034=8),\"prázdniny\",(IF(H1034=6,\"víkend\",IF(H1034=7,\"víkend\",IF(AND(E1034=1,F1034=1),\"prázdniny\",\"všední\")))))","v":"všední"},-2.4]
[1027,null,null,{"$f":"D1034+1/24","v":"1999-02-12T18:30:00"},2,12,19,5,"všední",-4.9000000000000004]
[1028,null,null,"1999-02-12T19:30:00",2,12,20,5,"všední",-5.8]
[1029,null,null,"1999-02-12T20:30:00",2,12,21,5,"všední",-5.6]
[1030,null,null,"1999-02-12T21:30:00",2,12,22,5,"všední",-5.6]
[1031,null,null,"1999-02-12T22:30:00",2,12,23,5,"všední",-5.6]
[1032,null,null,"1999-02-12T23:30:00",2,12,24,5,"všední",-5.5]
[1033,null,null,"1999-02-13T00:30:00",2,13,1,6,"víkend",-5.5]
[1034,null,null,"1999-02-13T01:30:00",2,13,2,6,"víkend",-5.4]
[1035,null,null,"1999-02-13T02:30:00",2,13,3,6,"víkend",-5.4]
[1036,null,null,"1999-02-13T03:30:00",2,13,4,6,"víkend",-5.3]
[1037,null,null,"1999-02-13T04:30:00",2,13,5,6,"víkend",-5.4]
[1038,null,null,"1999-02-13T05:30:00",2,13,6,6,"víkend",-5.6]
[1039,null,null,"1999-02-13T06:30:00",2,13,7,6,"víkend",-5.4]
[1040,null,null,"1999-02-13T07:30:00",2,13,8,6,"víkend",-5.2]
[1041,null,null,"1999-02-13T08:30:00",2,13,9,6,"víkend",-4.9000000000000004]
[1042,null,null,"1999-02-13T09:30:00",2,13,10,6,"víkend",-4.5999999999999996]
[1043,null,null,"1999-02-13T10:30:00",2,13,11,6,"víkend",-4]
[1044,null,null,"1999-02-13T11:30:00",2,13,12,6,"víkend",-3.5]
[1045,null,null,"1999-02-13T12:30:00",2,13,13,6,"víkend",-3.2]
[1046,null,null,"1999-02-13T13:30:00",2,13,14,6,"víkend",-3.2]
[1047,null,null,"1999-02-13T14:30:00",2,13,15,6,"víkend",-3.2]
[1048,null,null,"1999-02-13T15:30:00",2,13,16,6,"víkend",-3.6]
[1049,null,null,"1999-02-13T16:30:00",2,13,17,6,"víkend",-4.2]
[1050,null,null,"1999-02-13T17:30:00",2,13,{"$f":"G1034","v":18},6,"víkend",-5]
[1051,null,null,"1999-02-13T18:30:00",2,13,19,6,"víkend",-5.5]
[1052,null,null,"1999-02-13T19:30:00",2,13,20,6,"víkend",-5.5]
[1053,null,null,"1999-02-13T20:30:00",2,13,21,6,"víkend",-6.3]
[1054,null,null,"1999-02-13T21:30:00",2,13,22,6,"víkend",-6.9]
[1055,null,null,"1999-02-13T22:30:00",2,13,23,6,"víkend",-6.8]
[1056,null,null,"1999-02-13T23:30:00",2,13,24,6,"víkend",-6.8]
[1057,null,null,"1999-02-14T00:30:00",2,14,1,7,"víkend",-6.7]
[1058,null,null,"1999-02-14T01:30:00",2,14,2,7,"víkend",-6.5]
[1059,null,null,"1999-02-14T02:30:00",2,14,3,7,"víkend",-6.3]
[1060,null,null,"1999-02-14T03:30:00",2,14,4,7,"víkend",-6.1]
[1061,null,null,"1999-02-14T04:30:00",2,14,5,7,"víkend",-5.9]
[1062,null,null,"1999-02-14T05:30:00",2,14,6,7,"víkend",-5.8]
[1063,null,null,"1999-02-14T06:30:00",2,14,7,7,"víkend",-6.5]
[1064,null,null,"1999-02-14T07:30:00",2,14,8,7,"víkend",-6.2]
[1065,null,null,"1999-02-14T08:30:00",2,14,9,7,"víkend",-5.8]
[1066,null,null,"1999-02-14T09:30:00",2,14,10,7,"víkend",-4.9000000000000004]
[1067,null,null,"1999-02-14T10:30:00",2,14,11,7,"víkend",-4.0999999999999996]
[1068,null,null,"1999-02-14T11:30:00",2,14,12,7,"víkend",-4]
[1069,null,null,"1999-02-14T12:30:00",2,14,13,7,"víkend",-5]
[1070,null,null,"1999-02-14T13:30:00",2,14,14,7,"víkend",-5.4]
[1071,null,null,"1999-02-14T14:30:00",2,14,15,7,"víkend",-4.8]
[1072,null,null,"1999-02-14T15:30:00",2,14,16,7,"víkend",-5.7]
[1073,null,null,"1999-02-14T16:30:00",2,14,17,7,"víkend",-6.8]
[1074,null,null,"1999-02-14T17:30:00",2,14,18,7,"víkend",-7.8]
[1075,null,null,"1999-02-14T18:30:00",2,14,19,7,"víkend",-9.6]
[1076,null,null,"1999-02-14T19:30:00",2,14,20,7,"víkend",-10]
[1077,null,null,"1999-02-14T20:30:00",2,14,21,7,"víkend",-9.6999999999999993]
[1078,null,null,"1999-02-14T21:30:00",2,14,22,7,"víkend",-9]
[1079,null,null,"1999-02-14T22:30:00",2,14,23,7,"víkend",-8.8000000000000007]
[1080,null,null,"1999-02-14T23:30:00",2,14,24,7,"víkend",-8.5]
[1081,null,null,"1999-02-15T00:30:00",2,15,1,1,"všední",-8.3000000000000007]
[1082,null,null,"1999-02-15T01:30:00",2,15,2,1,"všední",-8.1999999999999993]
[1083,null,null,"1999-02-15T02:30:00",2,15,3,1,"všední",-8.1999999999999993]
[1084,null,null,"1999-02-15T03:30:00",2,15,4,1,"všední",-8.1]
[1085,null,null,"1999-02-15T04:30:00",2,15,5,1,"všední",-7.9]
[1086,null,null,"1999-02-15T05:30:00",2,15,6,1,"všední",-7.7]
[1087,null,null,"1999-02-15T06:30:00",2,15,7,1,"všední",-7.4]
[1088,null,null,"1999-02-15T07:30:00",2,15,8,1,"všední",-7.9]
[1089,null,null,"1999-02-15T08:30:00",2,15,9,1,"všední",-5.8]
[1090,null,null,"1999-02-15T09:30:00",2,15,10,{"$f":"WEEKDAY(D1098-1)","v":1},{"$f":"IF(OR(E1098=7,E1098=8),\"prázdniny\",(IF(H1098=6,\"víkend\",IF(H1098=7,\"víkend\",IF(AND(E1098=1,F1098=1),\"prázdniny\",\"všední\")))))","v":"všední"},-5.4]
[1091,null,null,{"$f":"D1098+1/24","v":"1999-02-15T10:30:00"},2,15,11,1,"všední",-3]
[1092,null,null,"1999-02-15T11:30:00",2,15,12,1,"všední",-2.2000000000000002]
[1093,null,null,"1999-02-15T12:30:00",2,15,13,1,"všední",-1.8]
[1094,null,null,"1999-02-15T13:30:00",2,15,14,1,"všední",-0.7]
[1095,null,null,"1999-02-15T14:30:00",2,15,15,1,"všední",-1.1000000000000001]
[1096,null,null,"1999-02-15T15:30:00",2,15,16,1,"všední",-1.4]
[1097,null,null,"1999-02-15T16:30:00",2,15,17,1,"všední",-1.8]
[1098,null,null,"1999-02-15T17:30:00",2,15,18,1,"všední",-2.2999999999999998]
[1099,null,null,"1999-02-15T18:30:00",2,15,19,1,"všední",-2.5]
[1100,null,null,"1999-02-15T19:30:00",2,15,20,1,"všední",-2.7]
[1101,null,null,"1999-02-15T20:30:00",2,15,21,1,"všední",-2.9]
[1102,null,null,"1999-02-15T21:30:00",2,15,22,1,"všední",-2.9]
[1103,null,null,"1999-02-15T22:30:00",2,15,23,1,"všední",-3.3]
[1104,null,null,"1999-02-15T23:30:00",2,15,24,1,"všední",-3.6]
[1105,null,null,"1999-02-16T00:30:00",2,16,1,2,"všední",-4]
[1106,null,null,"1999-02-16T01:30:00",2,16,2,2,"všední",-3.9]
[1107,null,null,"1999-02-16T02:30:00",2,16,3,2,"všední",-3.8]
[1108,null,null,"1999-02-16T03:30:00",2,16,4,2,"všední",-3.7]
[1109,null,null,"1999-02-16T04:30:00",2,16,5,2,"všední",-3.4]
[1110,null,null,"1999-02-16T05:30:00",2,16,6,2,"všední",-3.3]
[1111,null,null,"1999-02-16T06:30:00",2,16,7,2,"všední",-2.7]
[1112,null,null,"1999-02-16T07:30:00",2,16,8,2,"všední",-2]
[1113,null,null,"1999-02-16T08:30:00",2,16,9,2,"všední",-0.9]
[1114,null,null,"1999-02-16T09:30:00",2,16,{"$f":"G1098","v":10},2,"všední",0.1]
[1115,null,null,"1999-02-16T10:30:00",2,16,11,2,"všední",1.1000000000000001]
[1116,null,null,"1999-02-16T11:30:00",2,16,12,2,"všední",0.5]
[1117,null,null,"1999-02-16T12:30:00",2,16,13,2,"všední",-0.1]
[1118,null,null,"1999-02-16T13:30:00",2,16,14,2,"všední",-0.2]
[1119,null,null,"1999-02-16T14:30:00",2,16,15,2,"všední",-0.4]
[1120,null,null,"1999-02-16T15:30:00",2,16,16,2,"všední",-1.4]
[1121,null,null,"1999-02-16T16:30:00",2,16,17,2,"všední",-1.9]
[1122,null,null,"1999-02-16T17:30:00",2,16,18,2,"všední",-1.8]
[1123,null,null,"1999-02-16T18:30:00",2,16,19,2,"všední",-2]
[1124,null,null,"1999-02-16T19:30:00",2,16,20,2,"všední",-2.2999999999999998]
[1125,null,null,"1999-02-16T20:30:00",2,16,21,2,"všední",-2.7]
[1126,null,null,"1999-02-16T21:30:00",2,16,22,2,"všední",-3]
[1127,null,null,"1999-02-16T22:30:00",2,16,23,2,"všední",-3]
[1128,null,null,"1999-02-16T23:30:00",2,16,24,2,"všední",-2.9]
[1129,null,null,"1999-02-17T00:30:00",2,17,1,3,"všední",-2.9]
[1130,null,null,"1999-02-17T01:30:00",2,17,2,3,"všední",-2.8]
[1131,null,null,"1999-02-17T02:30:00",2,17,3,3,"všední",-2.8]
[1132,null,null,"1999-02-17T03:30:00",2,17,4,3,"všední",-2.7]
[1133,null,null,"1999-02-17T04:30:00",2,17,5,3,"všední",-2.7]
[1134,null,null,"1999-02-17T05:30:00",2,17,6,3,"všední",-2.7]
[1135,null,null,"1999-02-17T06:30:00",2,17,7,3,"všední",-2.7]
[1136,null,null,"1999-02-17T07:30:00",2,17,8,3,"všední",-2.8]
[1137,null,null,"1999-02-17T08:30:00",2,17,9,3,"všední",-2.4]
[1138,null,null,"1999-02-17T09:30:00",2,17,10,3,"všední",-0.8]
[1139,null,null,"1999-02-17T10:30:00",2,17,11,3,"všední",0.4]
[1140,null,null,"1999-02-17T11:30:00",2,17,12,3,"všední",-0.1]
[1141,null,null,"1999-02-17T12:30:00",2,17,13,3,"všední",-0.1]
[1142,null,null,"1999-02-17T13:30:00",2,17,14,3,"všední",0]
[1143,null,null,"1999-02-17T14:30:00",2,17,15,3,"všední",0]
[1144,null,null,"1999-02-17T15:30:00",2,17,16,3,"všední",0]
[1145,null,null,"1999-02-17T16:30:00",2,17,17,3,"všední",-1.1000000000000001]
[1146,null,null,"1999-02-17T17:30:00",2,17,18,3,"všední",-2.7]
[1147,null,null,"1999-02-17T18:30:00",2,17,19,3,"všední",-3.3]
[1148,null,null,"1999-02-17T19:30:00",2,17,20,3,"všední",-3.4]
[1149,null,null,"1999-02-17T20:30:00",2,17,21,3,"všední",-4.5]
[1150,null,null,"1999-02-17T21:30:00",2,17,22,3,"všední",-5.5]
[1151,null,null,"1999-02-17T22:30:00",2,17,23,3,"všední",-6.3]
[1152,null,null,"1999-02-17T23:30:00",2,17,24,3,"všední",-7]
[1153,null,null,"1999-02-18T00:30:00",2,18,1,4,"všední",-7.8]
[1154,null,null,"1999-02-18T01:30:00",2,18,2,{"$f":"WEEKDAY(D1162-1)","v":4},{"$f":"IF(OR(E1162=7,E1162=8),\"prázdniny\",(IF(H1162=6,\"víkend\",IF(H1162=7,\"víkend\",IF(AND(E1162=1,F1162=1),\"prázdniny\",\"všední\")))))","v":"všední"},-8.1999999999999993]
[1155,null,null,{"$f":"D1162+1/24","v":"1999-02-18T02:30:00"},2,18,3,4,"všední",-8.6]
[1156,null,null,"1999-02-18T03:30:00",2,18,4,4,"všední",-9]
[1157,null,null,"1999-02-18T04:30:00",2,18,5,4,"všední",-9.6999999999999993]
[1158,null,null,"1999-02-18T05:30:00",2,18,6,4,"všední",-8.6]
[1159,null,null,"1999-02-18T06:30:00",2,18,7,4,"všední",-8.1999999999999993]
[1160,null,null,"1999-02-18T07:30:00",2,18,8,4,"všední",-6.9]
[1161,null,null,"1999-02-18T08:30:00",2,18,9,4,"všední",-6.2]
[1162,null,null,"1999-02-18T09:30:00",2,18,10,4,"všední",-4.8]
[1163,null,null,"1999-02-18T10:30:00",2,18,11,4,"všední",-3.2]
[1164,null,null,"1999-02-18T11:30:00",2,18,12,4,"všední",-0.7]
[1165,null,null,"1999-02-18T12:30:00",2,18,13,4,"všední",1.4]
[1166,null,null,"1999-02-18T13:30:00",2,18,14,4,"všední",2]
[1167,null,null,"1999-02-18T14:30:00",2,18,15,4,"všední",2.2000000000000002]
[1168,null,null,"1999-02-18T15:30:00",2,18,16,4,"všední",1.8]
[1169,null,null,"1999-02-18T16:30:00",2,18,17,4,"všední",1.1000000000000001]
[1170,null,null,"1999-02-18T17:30:00",2,18,18,4,"všední",0.9]
[1171,null,null,"1999-02-18T18:30:00",2,18,19,4,"všední",0.5]
[1172,null,null,"1999-02-18T19:30:00",2,18,20,4,"všední",-0.6]
[1173,null,null,"1999-02-18T20:30:00",2,18,21,4,"všední",0]
[1174,null,null,"1999-02-18T21:30:00",2,18,22,4,"všední",-0.6]
[1175,null,null,"1999-02-18T22:30:00",2,18,23,4,"všední",-1.5]
[1176,null,null,"1999-02-18T23:30:00",2,18,24,4,"všední",-2.2999999999999998]
[1177,null,null,"1999-02-19T00:30:00",2,19,1,5,"všední",-3.2]
[1178,null,null,"1999-02-19T01:30:00",2,19,{"$f":"G1162","v":2},5,"všední",-4.0999999999999996]
[1179,null,null,"1999-02-19T02:30:00",2,19,3,5,"všední",-4.9000000000000004]
[1180,null,null,"1999-02-19T03:30:00",2,19,4,5,"všední",-5.8]
[1181,null,null,"1999-02-19T04:30:00",2,19,5,5,"všední",-7.1]
[1182,null,null,"1999-02-19T05:30:00",2,19,6,5,"všední",-7.8]
[1183,null,null,"1999-02-19T06:30:00",2,19,7,5,"všední",-8]
[1184,null,null,"1999-02-19T07:30:00",2,19,8,5,"všední",-8.1]
[1185,null,null,"1999-02-19T08:30:00",2,19,9,5,"všední",-6.3]
[1186,null,null,"1999-02-19T09:30:00",2,19,10,5,"všední",-4.5]
[1187,null,null,"1999-02-19T10:30:00",2,19,11,5,"všední",-2.4]
[1188,null,null,"1999-02-19T11:30:00",2,19,12,5,"všední",-0.4]
[1189,null,null,"1999-02-19T12:30:00",2,19,13,5,"všední",1]
[1190,null,null,"1999-02-19T13:30:00",2,19,14,5,"všední",2.5]
[1191,null,null,"1999-02-19T14:30:00",2,19,15,5,"všední",2.8]
[1192,null,null,"1999-02-19T15:30:00",2,19,16,5,"všední",3.3]
[1193,null,null,"1999-02-19T16:30:00",2,19,17,5,"všední",1.7]
[1194,null,null,"1999-02-19T17:30:00",2,19,18,5,"všední",0.3]
[1195,null,null,"1999-02-19T18:30:00",2,19,19,5,"všední",-0.6]
[1196,null,null,"1999-02-19T19:30:00",2,19,20,5,"všední",0]
[1197,null,null,"1999-02-19T20:30:00",2,19,21,5,"všední",0.2]
[1198,null,null,"1999-02-19T21:30:00",2,19,22,5,"všední",0]
[1199,null,null,"1999-02-19T22:30:00",2,19,23,5,"všední",0]
[1200,null,null,"1999-02-19T23:30:00",2,19,24,5,"všední",-0.1]
[1201,null,null,"1999-02-20T00:30:00",2,20,1,6,"víkend",-0.1]
[1202,null,null,"1999-02-20T01:30:00",2,20,2,6,"víkend",-0.1]
[1203,null,null,"1999-02-20T02:30:00",2,20,3,6,"víkend",0]
[1204,null,null,"1999-02-20T03:30:00",2,20,4,6,"víkend",0]
[1205,null,null,"1999-02-20T04:30:00",2,20,5,6,"víkend",-0.1]
[1206,null,null,"1999-02-20T05:30:00",2,20,6,6,"víkend",0]
[1207,null,null,"1999-02-20T06:30:00",2,20,7,6,"víkend",0.6]
[1208,null,null,"1999-02-20T07:30:00",2,20,8,6,"víkend",0.6]
[1209,null,null,"1999-02-20T08:30:00",2,20,9,6,"víkend",1.9]
[1210,null,null,"1999-02-20T09:30:00",2,20,10,6,"víkend",2.4]
[1211,null,null,"1999-02-20T10:30:00",2,20,11,6,"víkend",4.3]
[1212,null,null,"1999-02-20T11:30:00",2,20,12,6,"víkend",6.2]
[1213,null,null,"1999-02-20T12:30:00",2,20,13,6,"víkend",8.1999999999999993]
[1214,null,null,"1999-02-20T13:30:00",2,20,14,6,"víkend",8.5]
[1215,null,null,"1999-02-20T14:30:00",2,20,15,6,"víkend",8.1999999999999993]
[1216,null,null,"1999-02-20T15:30:00",2,20,16,6,"víkend",7.8]
[1217,null,null,"1999-02-20T16:30:00",2,20,17,6,"víkend",6.3]
[1218,null,null,"1999-02-20T17:30:00",2,20,18,{"$f":"WEEKDAY(D1226-1)","v":6},{"$f":"IF(OR(E1226=7,E1226=8),\"prázdniny\",(IF(H1226=6,\"víkend\",IF(H1226=7,\"víkend\",IF(AND(E1226=1,F1226=1),\"prázdniny\",\"všední\")))))","v":"víkend"},5.2]
[1219,null,null,{"$f":"D1226+1/24","v":"1999-02-20T18:30:00"},2,20,19,6,"víkend",4.2]
[1220,null,null,"1999-02-20T19:30:00",2,20,20,6,"víkend",3.3]
[1221,null,null,"1999-02-20T20:30:00",2,20,21,6,"víkend",3.5]
[1222,null,null,"1999-02-20T21:30:00",2,20,22,6,"víkend",2.5]
[1223,null,null,"1999-02-20T22:30:00",2,20,23,6,"víkend",1.9]
[1224,null,null,"1999-02-20T23:30:00",2,20,24,6,"víkend",1.4]
[1225,null,null,"1999-02-21T00:30:00",2,21,1,7,"víkend",0.8]
[1226,null,null,"1999-02-21T01:30:00",2,21,2,7,"víkend",0]
[1227,null,null,"1999-02-21T02:30:00",2,21,3,7,"víkend",-0.7]
[1228,null,null,"1999-02-21T03:30:00",2,21,4,7,"víkend",-1.5]
[1229,null,null,"1999-02-21T04:30:00",2,21,5,7,"víkend",-2.2000000000000002]
[1230,null,null,"1999-02-21T05:30:00",2,21,6,7,"víkend",-2.8]
[1231,null,null,"1999-02-21T06:30:00",2,21,7,7,"víkend",-3.2]
[1232,null,null,"1999-02-21T07:30:00",2,21,8,7,"víkend",-3.3]
[1233,null,null,"1999-02-21T08:30:00",2,21,9,7,"víkend",-2.5]
[1234,null,null,"1999-02-21T09:30:00",2,21,10,7,"víkend",-1.3]
[1235,null,null,"1999-02-21T10:30:00",2,21,11,7,"víkend",1]
[1236,null,null,"1999-02-21T11:30:00",2,21,12,7,"víkend",2]
[1237,null,null,"1999-02-21T12:30:00",2,21,13,7,"víkend",2.2000000000000002]
[1238,null,null,"1999-02-21T13:30:00",2,21,14,7,"víkend",2.6]
[1239,null,null,"1999-02-21T14:30:00",2,21,15,7,"víkend",2.7]
[1240,null,null,"1999-02-21T15:30:00",2,21,16,7,"víkend",2.4]
[1241,null,null,"1999-02-21T16:30:00",2,21,17,7,"víkend",1.9]
[1242,null,null,"1999-02-21T17:30:00",2,21,{"$f":"G1226","v":18},7,"víkend",1.2]
[1243,null,null,"1999-02-21T18:30:00",2,21,19,7,"víkend",0.5]
[1244,null,null,"1999-02-21T19:30:00",2,21,20,7,"víkend",-1.2]
[1245,null,null,"1999-02-21T20:30:00",2,21,21,7,"víkend",-1.8]
[1246,null,null,"1999-02-21T21:30:00",2,21,22,7,"víkend",-2.2000000000000002]
[1247,null,null,"1999-02-21T22:30:00",2,21,23,7,"víkend",-2.5]
[1248,null,null,"1999-02-21T23:30:00",2,21,24,7,"víkend",-2.8]
[1249,null,null,"1999-02-22T00:30:00",2,22,1,1,"všední",-3.1]
[1250,null,null,"1999-02-22T01:30:00",2,22,2,1,"všední",-3.5]
[1251,null,null,"1999-02-22T02:30:00",2,22,3,1,"všední",-3.8]
[1252,null,null,"1999-02-22T03:30:00",2,22,4,1,"všední",-4.2]
[1253,null,null,"1999-02-22T04:30:00",2,22,5,1,"všední",-3.7]
[1254,null,null,"1999-02-22T05:30:00",2,22,6,1,"všední",-3.6]
[1255,null,null,"1999-02-22T06:30:00",2,22,7,1,"všední",-3.4]
[1256,null,null,"1999-02-22T07:30:00",2,22,8,1,"všední",-3.1]
[1257,null,null,"1999-02-22T08:30:00",2,22,9,1,"všední",-3]
[1258,null,null,"1999-02-22T09:30:00",2,22,10,1,"všední",-2.2000000000000002]
[1259,null,null,"1999-02-22T10:30:00",2,22,11,1,"všední",-1.5]
[1260,null,null,"1999-02-22T11:30:00",2,22,12,1,"všední",0.3]
[1261,null,null,"1999-02-22T12:30:00",2,22,13,1,"všední",2.4]
[1262,null,null,"1999-02-22T13:30:00",2,22,14,1,"všední",3.2]
[1263,null,null,"1999-02-22T14:30:00",2,22,15,1,"všední",3.7]
[1264,null,null,"1999-02-22T15:30:00",2,22,16,1,"všední",2.1]
[1265,null,null,"1999-02-22T16:30:00",2,22,17,1,"všední",2.4]
[1266,null,null,"1999-02-22T17:30:00",2,22,18,1,"všední",2.7]
[1267,null,null,"1999-02-22T18:30:00",2,22,19,1,"všední",1.9]
[1268,null,null,"1999-02-22T19:30:00",2,22,20,1,"všední",1.4]
[1269,null,null,"1999-02-22T20:30:00",2,22,21,1,"všední",1.1000000000000001]
[1270,null,null,"1999-02-22T21:30:00",2,22,22,1,"všední",0.8]
[1271,null,null,"1999-02-22T22:30:00",2,22,23,1,"všední",0.5]
[1272,null,null,"1999-02-22T23:30:00",2,22,24,1,"všední",0.2]
[1273,null,null,"1999-02-23T00:30:00",2,23,1,2,"všední",-0.1]
[1274,null,null,"1999-02-23T01:30:00",2,23,2,2,"všední",-0.4]
[1275,null,null,"1999-02-23T02:30:00",2,23,3,2,"všední",-0.8]
[1276,null,null,"1999-02-23T03:30:00",2,23,4,2,"všední",-1.1000000000000001]
[1277,null,null,"1999-02-23T04:30:00",2,23,5,2,"všední",-1.3]
[1278,null,null,"1999-02-23T05:30:00",2,23,6,2,"všední",-1.8]
[1279,null,null,"1999-02-23T06:30:00",2,23,7,2,"všední",-1.3]
[1280,null,null,"1999-02-23T07:30:00",2,23,8,2,"všední",-1]
[1281,null,null,"1999-02-23T08:30:00",2,23,9,2,"všední",0.2]
[1282,null,null,"1999-02-23T09:30:00",2,23,10,{"$f":"WEEKDAY(D1290-1)","v":2},{"$f":"IF(OR(E1290=7,E1290=8),\"prázdniny\",(IF(H1290=6,\"víkend\",IF(H1290=7,\"víkend\",IF(AND(E1290=1,F1290=1),\"prázdniny\",\"všední\")))))","v":"všední"},1]
[1283,null,null,{"$f":"D1290+1/24","v":"1999-02-23T10:30:00"},2,23,11,2,"všední",3]
[1284,null,null,"1999-02-23T11:30:00",2,23,12,2,"všední",4.4000000000000004]
[1285,null,null,"1999-02-23T12:30:00",2,23,13,2,"všední",5.4]
[1286,null,null,"1999-02-23T13:30:00",2,23,14,2,"všední",5]
[1287,null,null,"1999-02-23T14:30:00",2,23,15,2,"všední",4.3]
[1288,null,null,"1999-02-23T15:30:00",2,23,16,2,"všední",5.6]
[1289,null,null,"1999-02-23T16:30:00",2,23,17,2,"všední",5.4]
[1290,null,null,"1999-02-23T17:30:00",2,23,18,2,"všední",5.2]
[1291,null,null,"1999-02-23T18:30:00",2,23,19,2,"všední",4.9000000000000004]
[1292,null,null,"1999-02-23T19:30:00",2,23,20,2,"všední",5.0999999999999996]
[1293,null,null,"1999-02-23T20:30:00",2,23,21,2,"všední",5.0999999999999996]
[1294,null,null,"1999-02-23T21:30:00",2,23,22,2,"všední",5.2]
[1295,null,null,"1999-02-23T22:30:00",2,23,23,2,"všední",5.2]
[1296,null,null,"1999-02-23T23:30:00",2,23,24,2,"všední",5.2]
[1297,null,null,"1999-02-24T00:30:00",2,24,1,3,"všední",5.2]
[1298,null,null,"1999-02-24T01:30:00",2,24,2,3,"všední",4.9000000000000004]
[1299,null,null,"1999-02-24T02:30:00",2,24,3,3,"všední",4.7]
[1300,null,null,"1999-02-24T03:30:00",2,24,4,3,"všední",4.4000000000000004]
[1301,null,null,"1999-02-24T04:30:00",2,24,5,3,"všední",4.4000000000000004]
[1302,null,null,"1999-02-24T05:30:00",2,24,6,3,"všední",4.5]
[1303,null,null,"1999-02-24T06:30:00",2,24,7,3,"všední",4.5999999999999996]
[1304,null,null,"1999-02-24T07:30:00",2,24,8,3,"všední",4.7]
[1305,null,null,"1999-02-24T08:30:00",2,24,9,3,"všední",5.4]
[1306,null,null,"1999-02-24T09:30:00",2,24,{"$f":"G1290","v":10},3,"všední",5.8]
[1307,null,null,"1999-02-24T10:30:00",2,24,11,3,"všední",6.9]
[1308,null,null,"1999-02-24T11:30:00",2,24,12,3,"všední",8.8000000000000007]
[1309,null,null,"1999-02-24T12:30:00",2,24,13,3,"všední",9.3000000000000007]
[1310,null,null,"1999-02-24T13:30:00",2,24,14,3,"všední",10.4]
[1311,null,null,"1999-02-24T14:30:00",2,24,15,3,"všední",11.1]
[1312,null,null,"1999-02-24T15:30:00",2,24,16,3,"všední",12]
[1313,null,null,"1999-02-24T16:30:00",2,24,17,3,"všední",10.3]
[1314,null,null,"1999-02-24T17:30:00",2,24,18,3,"všední",8.6999999999999993]
[1315,null,null,"1999-02-24T18:30:00",2,24,19,3,"všední",5.4]
[1316,null,null,"1999-02-24T19:30:00",2,24,20,3,"všední",4.3]
[1317,null,null,"1999-02-24T20:30:00",2,24,21,3,"všední",4.0999999999999996]
[1318,null,null,"1999-02-24T21:30:00",2,24,22,3,"všední",2.9]
[1319,null,null,"1999-02-24T22:30:00",2,24,23,3,"všední",2.4]
[1320,null,null,"1999-02-24T23:30:00",2,24,24,3,"všední",1.9]
[1321,null,null,"1999-02-25T00:30:00",2,25,1,4,"všední",1.4]
[1322,null,null,"1999-02-25T01:30:00",2,25,2,4,"všední",0.9]
[1323,null,null,"1999-02-25T02:30:00",2,25,3,4,"všední",0.3]
[1324,null,null,"1999-02-25T03:30:00",2,25,4,4,"všední",-0.2]
[1325,null,null,"1999-02-25T04:30:00",2,25,5,4,"všední",-0.8]
[1326,null,null,"1999-02-25T05:30:00",2,25,6,4,"všední",-1]
[1327,null,null,"1999-02-25T06:30:00",2,25,7,4,"všední",-1.4]
[1328,null,null,"1999-02-25T07:30:00",2,25,8,4,"všední",-1.4]
[1329,null,null,"1999-02-25T08:30:00",2,25,9,4,"všední",-0.2]
[1330,null,null,"1999-02-25T09:30:00",2,25,10,4,"všední",1.5]
[1331,null,null,"1999-02-25T10:30:00",2,25,11,4,"všední",4]
[1332,null,null,"1999-02-25T11:30:00",2,25,12,4,"všední",8.3000000000000007]
[1333,null,null,"1999-02-25T12:30:00",2,25,13,4,"všední",9.8000000000000007]
[1334,null,null,"1999-02-25T13:30:00",2,25,14,4,"všední",7.5]
[1335,null,null,"1999-02-25T14:30:00",2,25,15,4,"všední",7.2]
[1336,null,null,"1999-02-25T15:30:00",2,25,16,4,"všední",6.8]
[1337,null,null,"1999-02-25T16:30:00",2,25,17,4,"všední",6.6]
[1338,null,null,"1999-02-25T17:30:00",2,25,18,4,"všední",5.5]
[1339,null,null,"1999-02-25T18:30:00",2,25,19,4,"všední",6]
[1340,null,null,"1999-02-25T19:30:00",2,25,20,4,"všední",5.4]
[1341,null,null,"1999-02-25T20:30:00",2,25,21,4,"všední",5.2]
[1342,null,null,"1999-02-25T21:30:00",2,25,22,4,"všední",4.9000000000000004]
[1343,null,null,"1999-02-25T22:30:00",2,25,23,4,"všední",4.8]
[1344,null,null,"1999-02-25T23:30:00",2,25,24,4,"všední",4.8]
[1345,null,null,"1999-02-26T00:30:00",2,26,1,5,"všední",4.7]
[1346,null,null,"1999-02-26T01:30:00",2,26,2,{"$f":"WEEKDAY(D1354-1)","v":5},{"$f":"IF(OR(E1354=7,E1354=8),\"prázdniny\",(IF(H1354=6,\"víkend\",IF(H1354=7,\"víkend\",IF(AND(E1354=1,F1354=1),\"prázdniny\",\"všední\")))))","v":"všední"},4.0999999999999996]
[1347,null,null,{"$f":"D1354+1/24","v":"1999-02-26T02:30:00"},2,26,3,5,"všední",3.5]
[1348,null,null,"1999-02-26T03:30:00",2,26,4,5,"všední",2.9]
[1349,null,null,"1999-02-26T04:30:00",2,26,5,5,"všední",3]
[1350,null,null,"1999-02-26T05:30:00",2,26,6,5,"všední",3.2]
[1351,null,null,"1999-02-26T06:30:00",2,26,7,5,"všední",2.4]
[1352,null,null,"1999-02-26T07:30:00",2,26,8,5,"všední",2.8]
[1353,null,null,"1999-02-26T08:30:00",2,26,9,5,"všední",3.6]
[1354,null,null,"1999-02-26T09:30:00",2,26,10,5,"všední",5.0999999999999996]
[1355,null,null,"1999-02-26T10:30:00",2,26,11,5,"všední",5.8]
[1356,null,null,"1999-02-26T11:30:00",2,26,12,5,"všední",6.3]
[1357,null,null,"1999-02-26T12:30:00",2,26,13,5,"všední",6.9]
[1358,null,null,"1999-02-26T13:30:00",2,26,14,5,"všední",6.9]
[1359,null,null,"1999-02-26T14:30:00",2,26,15,5,"všední",7.5]
[1360,null,null,"1999-02-26T15:30:00",2,26,16,5,"všední",7]
[1361,null,null,"1999-02-26T16:30:00",2,26,17,5,"všední",6.5]
[1362,null,null,"1999-02-26T17:30:00",2,26,18,5,"všední",5.2]
[1363,null,null,"1999-02-26T18:30:00",2,26,19,5,"všední",4.3]
[1364,null,null,"1999-02-26T19:30:00",2,26,20,5,"všední",3.4]
[1365,null,null,"1999-02-26T20:30:00",2,26,21,5,"všední",2.6]
[1366,null,null,"1999-02-26T21:30:00",2,26,22,5,"všední",1.4]
[1367,null,null,"1999-02-26T22:30:00",2,26,23,5,"všední",1.1000000000000001]
[1368,null,null,"1999-02-26T23:30:00",2,26,24,5,"všední",0.9]
[1369,null,null,"1999-02-27T00:30:00",2,27,1,6,"víkend",0.6]
[1370,null,null,"1999-02-27T01:30:00",2,27,{"$f":"G1354","v":2},6,"víkend",0]
[1371,null,null,"1999-02-27T02:30:00",2,27,3,6,"víkend",-0.5]
[1372,null,null,"1999-02-27T03:30:00",2,27,4,6,"víkend",-1.1000000000000001]
[1373,null,null,"1999-02-27T04:30:00",2,27,5,6,"víkend",-1.5]
[1374,null,null,"1999-02-27T05:30:00",2,27,6,6,"víkend",-2]
[1375,null,null,"1999-02-27T06:30:00",2,27,7,6,"víkend",-2.2000000000000002]
[1376,null,null,"1999-02-27T07:30:00",2,27,8,6,"víkend",-2]
[1377,null,null,"1999-02-27T08:30:00",2,27,9,6,"víkend",-0.9]
[1378,null,null,"1999-02-27T09:30:00",2,27,10,6,"víkend",-0.5]
[1379,null,null,"1999-02-27T10:30:00",2,27,11,6,"víkend",0.2]
[1380,null,null,"1999-02-27T11:30:00",2,27,12,6,"víkend",0.2]
[1381,null,null,"1999-02-27T12:30:00",2,27,13,6,"víkend",0.3]
[1382,null,null,"1999-02-27T13:30:00",2,27,14,6,"víkend",1.3]
[1383,null,null,"1999-02-27T14:30:00",2,27,15,6,"víkend",1.4]
[1384,null,null,"1999-02-27T15:30:00",2,27,16,6,"víkend",1.4]
[1385,null,null,"1999-02-27T16:30:00",2,27,17,6,"víkend",1]
[1386,null,null,"1999-02-27T17:30:00",2,27,18,6,"víkend",0.8]
[1387,null,null,"1999-02-27T18:30:00",2,27,19,6,"víkend",0.2]
[1388,null,null,"1999-02-27T19:30:00",2,27,20,6,"víkend",-1]
[1389,null,null,"1999-02-27T20:30:00",2,27,21,6,"víkend",-0.7]
[1390,null,null,"1999-02-27T21:30:00",2,27,22,6,"víkend",-1.2]
[1391,null,null,"1999-02-27T22:30:00",2,27,23,6,"víkend",-1.5]
[1392,null,null,"1999-02-27T23:30:00",2,27,24,6,"víkend",-1.9]
[1393,null,null,"1999-02-28T00:30:00",2,28,1,7,"víkend",-2.2000000000000002]
[1394,null,null,"1999-02-28T01:30:00",2,28,2,7,"víkend",-2.6]
[1395,null,null,"1999-02-28T02:30:00",2,28,3,7,"víkend",-2.9]
[1396,null,null,"1999-02-28T03:30:00",2,28,4,7,"víkend",-3.3]
[1397,null,null,"1999-02-28T04:30:00",2,28,5,7,"víkend",-3.4]
[1398,null,null,"1999-02-28T05:30:00",2,28,6,7,"víkend",-3.6]
[1399,null,null,"1999-02-28T06:30:00",2,28,7,7,"víkend",-3.6]
[1400,null,null,"1999-02-28T07:30:00",2,28,8,7,"víkend",-2.6]
[1401,null,null,"1999-02-28T08:30:00",2,28,9,7,"víkend",-0.7]
[1402,null,null,"1999-02-28T09:30:00",2,28,10,7,"víkend",0.3]
[1403,null,null,"1999-02-28T10:30:00",2,28,11,7,"víkend",1.3]
[1404,null,null,"1999-02-28T11:30:00",2,28,12,7,"víkend",1.7]
[1405,null,null,"1999-02-28T12:30:00",2,28,13,7,"víkend",1.5]
[1406,null,null,"1999-02-28T13:30:00",2,28,14,7,"víkend",2.2999999999999998]
[1407,null,null,"1999-02-28T14:30:00",2,28,15,7,"víkend",3]
[1408,null,null,"1999-02-28T15:30:00",2,28,16,7,"víkend",2.6]
[1409,null,null,"1999-02-28T16:30:00",2,28,17,7,"víkend",1.8]
[1410,null,null,"1999-02-28T17:30:00",2,28,18,{"$f":"WEEKDAY(D1418-1)","v":7},{"$f":"IF(OR(E1418=7,E1418=8),\"prázdniny\",(IF(H1418=6,\"víkend\",IF(H1418=7,\"víkend\",IF(AND(E1418=1,F1418=1),\"prázdniny\",\"všední\")))))","v":"víkend"},0.5]
[1411,null,null,{"$f":"D1418+1/24","v":"1999-02-28T18:30:00"},2,28,19,7,"víkend",-0.3]
[1412,null,null,"1999-02-28T19:30:00",2,28,20,7,"víkend",-0.6]
[1413,null,null,"1999-02-28T20:30:00",2,28,21,7,"víkend",-0.8]
[1414,null,null,"1999-02-28T21:30:00",2,28,22,7,"víkend",-0.2]
[1415,null,null,"1999-02-28T22:30:00",2,28,23,7,"víkend",-0.7]
[1416,null,null,"1999-02-28T23:30:00",2,28,24,7,"víkend",-1.2]
[1417,null,null,"1999-03-01T00:30:00",3,1,1,1,"všední",0.2]
[1418,null,null,"1999-03-01T01:30:00",3,1,2,1,"všední",-0.1]
[1419,null,null,"1999-03-01T02:30:00",3,1,3,1,"všední",-0.5]
[1420,null,null,"1999-03-01T03:30:00",3,1,4,1,"všední",-0.8]
[1421,null,null,"1999-03-01T04:30:00",3,1,5,1,"všední",-1.1000000000000001]
[1422,null,null,"1999-03-01T05:30:00",3,1,6,1,"všední",-1.9]
[1423,null,null,"1999-03-01T06:30:00",3,1,7,1,"všední",-2]
[1424,null,null,"1999-03-01T07:30:00",3,1,8,1,"všední",-1.3]
[1425,null,null,"1999-03-01T08:30:00",3,1,9,1,"všední",-1.2]
[1426,null,null,"1999-03-01T09:30:00",3,1,10,1,"všední",0.5]
[1427,null,null,"1999-03-01T10:30:00",3,1,11,1,"všední",2.8]
[1428,null,null,"1999-03-01T11:30:00",3,1,12,1,"všední",5]
[1429,null,null,"1999-03-01T12:30:00",3,1,13,1,"všední",7.1]
[1430,null,null,"1999-03-01T13:30:00",3,1,14,1,"všední",7.4]
[1431,null,null,"1999-03-01T14:30:00",3,1,15,1,"všední",9.8000000000000007]
[1432,null,null,"1999-03-01T15:30:00",3,1,16,1,"všední",9.5]
[1433,null,null,"1999-03-01T16:30:00",3,1,17,1,"všední",7.6]
[1434,null,null,"1999-03-01T17:30:00",3,1,{"$f":"G1418","v":18},1,"všední",5.4]
[1435,null,null,"1999-03-01T18:30:00",3,1,19,1,"všední",4.2]
[1436,null,null,"1999-03-01T19:30:00",3,1,20,1,"všední",2.7]
[1437,null,null,"1999-03-01T20:30:00",3,1,21,1,"všední",0.8]
[1438,null,null,"1999-03-01T21:30:00",3,1,22,1,"všední",0.8]
[1439,null,null,"1999-03-01T22:30:00",3,1,23,1,"všední",0.4]
[1440,null,null,"1999-03-01T23:30:00",3,1,24,1,"všední",-0.1]
[1441,null,null,"1999-03-02T00:30:00",3,2,1,2,"všední",-0.5]
[1442,null,null,"1999-03-02T01:30:00",3,2,2,2,"všední",-0.7]
[1443,null,null,"1999-03-02T02:30:00",3,2,3,2,"všední",-1]
[1444,null,null,"1999-03-02T03:30:00",3,2,4,2,"všední",-1.2]
[1445,null,null,"1999-03-02T04:30:00",3,2,5,2,"všední",-2]
[1446,null,null,"1999-03-02T05:30:00",3,2,6,2,"všední",-2.6]
[1447,null,null,"1999-03-02T06:30:00",3,2,7,2,"všední",-2.4]
[1448,null,null,"1999-03-02T07:30:00",3,2,8,2,"všední",-1.5]
[1449,null,null,"1999-03-02T08:30:00",3,2,9,2,"všední",-0.9]
[1450,null,null,"1999-03-02T09:30:00",3,2,10,2,"všední",1.5]
[1451,null,null,"1999-03-02T10:30:00",3,2,11,2,"všední",6.2]
[1452,null,null,"1999-03-02T11:30:00",3,2,12,2,"všední",10.5]
[1453,null,null,"1999-03-02T12:30:00",3,2,13,2,"všední",14.2]
[1454,null,null,"1999-03-02T13:30:00",3,2,14,2,"všední",13.7]
[1455,null,null,"1999-03-02T14:30:00",3,2,15,2,"všední",12.9]
[1456,null,null,"1999-03-02T15:30:00",3,2,16,2,"všední",12.4]
[1457,null,null,"1999-03-02T16:30:00",3,2,17,2,"všední",11.5]
[1458,null,null,"1999-03-02T17:30:00",3,2,18,2,"všední",6.4]
[1459,null,null,"1999-03-02T18:30:00",3,2,19,2,"všední",5.6]
[1460,null,null,"1999-03-02T19:30:00",3,2,20,2,"všední",5.3]
[1461,null,null,"1999-03-02T20:30:00",3,2,21,2,"všední",4.7]
[1462,null,null,"1999-03-02T21:30:00",3,2,22,2,"všední",4.4000000000000004]
[1463,null,null,"1999-03-02T22:30:00",3,2,23,2,"všední",3.7]
[1464,null,null,"1999-03-02T23:30:00",3,2,24,2,"všední",2.9]
[1465,null,null,"1999-03-03T00:30:00",3,3,1,3,"všední",2.2000000000000002]
[1466,null,null,"1999-03-03T01:30:00",3,3,2,3,"všední",2]
[1467,null,null,"1999-03-03T02:30:00",3,3,3,3,"všední",1.9]
[1468,null,null,"1999-03-03T03:30:00",3,3,4,3,"všední",1.7]
[1469,null,null,"1999-03-03T04:30:00",3,3,5,3,"všední",1.6]
[1470,null,null,"1999-03-03T05:30:00",3,3,6,3,"všední",2.2000000000000002]
[1471,null,null,"1999-03-03T06:30:00",3,3,7,3,"všední",2.5]
[1472,null,null,"1999-03-03T07:30:00",3,3,8,3,"všední",2.8]
[1473,null,null,"1999-03-03T08:30:00",3,3,9,3,"všední",3.7]
[1474,null,null,"1999-03-03T09:30:00",3,3,10,{"$f":"WEEKDAY(D1482-1)","v":3},{"$f":"IF(OR(E1482=7,E1482=8),\"prázdniny\",(IF(H1482=6,\"víkend\",IF(H1482=7,\"víkend\",IF(AND(E1482=1,F1482=1),\"prázdniny\",\"všední\")))))","v":"všední"},5.0999999999999996]
[1475,null,null,{"$f":"D1482+1/24","v":"1999-03-03T10:30:00"},3,3,11,3,"všední",5.6]
[1476,null,null,"1999-03-03T11:30:00",3,3,12,3,"všední",6.9]
[1477,null,null,"1999-03-03T12:30:00",3,3,13,3,"všední",7.8]
[1478,null,null,"1999-03-03T13:30:00",3,3,14,3,"všední",8.5]
[1479,null,null,"1999-03-03T14:30:00",3,3,15,3,"všední",8.6999999999999993]
[1480,null,null,"1999-03-03T15:30:00",3,3,16,3,"všední",8.3000000000000007]
[1481,null,null,"1999-03-03T16:30:00",3,3,17,3,"všední",8.4]
[1482,null,null,"1999-03-03T17:30:00",3,3,18,3,"všední",8.1]
[1483,null,null,"1999-03-03T18:30:00",3,3,19,3,"všední",7.9]
[1484,null,null,"1999-03-03T19:30:00",3,3,20,3,"všední",8.1]
[1485,null,null,"1999-03-03T20:30:00",3,3,21,3,"všední",8.1]
[1486,null,null,"1999-03-03T21:30:00",3,3,22,3,"všední",7.5]
[1487,null,null,"1999-03-03T22:30:00",3,3,23,3,"všední",7.4]
[1488,null,null,"1999-03-03T23:30:00",3,3,24,3,"všední",7.2]
[1489,null,null,"1999-03-04T00:30:00",3,4,1,4,"všední",7.1]
[1490,null,null,"1999-03-04T01:30:00",3,4,2,4,"všední",7]
[1491,null,null,"1999-03-04T02:30:00",3,4,3,4,"všední",7]
[1492,null,null,"1999-03-04T03:30:00",3,4,4,4,"všední",6.9]
[1493,null,null,"1999-03-04T04:30:00",3,4,5,4,"všední",4.8]
[1494,null,null,"1999-03-04T05:30:00",3,4,6,4,"všední",5.5]
[1495,null,null,"1999-03-04T06:30:00",3,4,7,4,"všední",5]
[1496,null,null,"1999-03-04T07:30:00",3,4,8,4,"všední",5.6]
[1497,null,null,"1999-03-04T08:30:00",3,4,9,4,"všední",7.7]
[1498,null,null,"1999-03-04T09:30:00",3,4,{"$f":"G1482","v":10},4,"všední",9.1]
[1499,null,null,"1999-03-04T10:30:00",3,4,11,4,"všední",9.6]
[1500,null,null,"1999-03-04T11:30:00",3,4,12,4,"všední",11]
[1501,null,null,"1999-03-04T12:30:00",3,4,13,4,"všední",12]
[1502,null,null,"1999-03-04T13:30:00",3,4,14,4,"všední",12.7]
[1503,null,null,"1999-03-04T14:30:00",3,4,15,4,"všední",13.1]
[1504,null,null,"1999-03-04T15:30:00",3,4,16,4,"všední",13]
[1505,null,null,"1999-03-04T16:30:00",3,4,17,4,"všední",12.6]
[1506,null,null,"1999-03-04T17:30:00",3,4,18,4,"všední",11.5]
[1507,null,null,"1999-03-04T18:30:00",3,4,19,4,"všední",8.8000000000000007]
[1508,null,null,"1999-03-04T19:30:00",3,4,20,4,"všední",7.6]
[1509,null,null,"1999-03-04T20:30:00",3,4,21,4,"všední",6.3]
[1510,null,null,"1999-03-04T21:30:00",3,4,22,4,"všední",5.7]
[1511,null,null,"1999-03-04T22:30:00",3,4,23,4,"všední",4.8]
[1512,null,null,"1999-03-04T23:30:00",3,4,24,4,"všední",3.9]
[1513,null,null,"1999-03-05T00:30:00",3,5,1,5,"všední",3]
[1514,null,null,"1999-03-05T01:30:00",3,5,2,5,"všední",2.2000000000000002]
[1515,null,null,"1999-03-05T02:30:00",3,5,3,5,"všední",1.3]
[1516,null,null,"1999-03-05T03:30:00",3,5,4,5,"všední",0.5]
[1517,null,null,"1999-03-05T04:30:00",3,5,5,5,"všední",-0.5]
[1518,null,null,"1999-03-05T05:30:00",3,5,6,5,"všední",-0.7]
[1519,null,null,"1999-03-05T06:30:00",3,5,7,5,"všední",-0.3]
[1520,null,null,"1999-03-05T07:30:00",3,5,8,5,"všední",1.3]
[1521,null,null,"1999-03-05T08:30:00",3,5,9,5,"všední",2.2000000000000002]
[1522,null,null,"1999-03-05T09:30:00",3,5,10,5,"všední",5.8]
[1523,null,null,"1999-03-05T10:30:00",3,5,11,5,"všední",9.9]
[1524,null,null,"1999-03-05T11:30:00",3,5,12,5,"všední",10.4]
[1525,null,null,"1999-03-05T12:30:00",3,5,13,5,"všední",12.2]
[1526,null,null,"1999-03-05T13:30:00",3,5,14,5,"všední",12.6]
[1527,null,null,"1999-03-05T14:30:00",3,5,15,5,"všední",13.2]
[1528,null,null,"1999-03-05T15:30:00",3,5,16,5,"všední",13.2]
[1529,null,null,"1999-03-05T16:30:00",3,5,17,5,"všední",12.6]
[1530,null,null,"1999-03-05T17:30:00",3,5,18,5,"všední",11.1]
[1531,null,null,"1999-03-05T18:30:00",3,5,19,5,"všední",9.8000000000000007]
[1532,null,null,"1999-03-05T19:30:00",3,5,20,5,"všední",9]
[1533,null,null,"1999-03-05T20:30:00",3,5,21,5,"všední",8.1999999999999993]
[1534,null,null,"1999-03-05T21:30:00",3,5,22,5,"všední",6.3]
[1535,null,null,"1999-03-05T22:30:00",3,5,23,5,"všední",5.7]
[1536,null,null,"1999-03-05T23:30:00",3,5,24,5,"všední",5.0999999999999996]
[1537,null,null,"1999-03-06T00:30:00",3,6,1,6,"víkend",4.5]
[1538,null,null,"1999-03-06T01:30:00",3,6,2,{"$f":"WEEKDAY(D1546-1)","v":6},{"$f":"IF(OR(E1546=7,E1546=8),\"prázdniny\",(IF(H1546=6,\"víkend\",IF(H1546=7,\"víkend\",IF(AND(E1546=1,F1546=1),\"prázdniny\",\"všední\")))))","v":"víkend"},4.2]
[1539,null,null,{"$f":"D1546+1/24","v":"1999-03-06T02:30:00"},3,6,3,6,"víkend",4]
[1540,null,null,"1999-03-06T03:30:00",3,6,4,6,"víkend",3.7]
[1541,null,null,"1999-03-06T04:30:00",3,6,5,6,"víkend",1.8]
[1542,null,null,"1999-03-06T05:30:00",3,6,6,6,"víkend",2.8]
[1543,null,null,"1999-03-06T06:30:00",3,6,7,6,"víkend",1.4]
[1544,null,null,"1999-03-06T07:30:00",3,6,8,6,"víkend",1.9]
[1545,null,null,"1999-03-06T08:30:00",3,6,9,6,"víkend",4]
[1546,null,null,"1999-03-06T09:30:00",3,6,10,6,"víkend",5.4]
[1547,null,null,"1999-03-06T10:30:00",3,6,11,6,"víkend",8.6999999999999993]
[1548,null,null,"1999-03-06T11:30:00",3,6,12,6,"víkend",10.8]
[1549,null,null,"1999-03-06T12:30:00",3,6,13,6,"víkend",11.9]
[1550,null,null,"1999-03-06T13:30:00",3,6,14,6,"víkend",11.8]
[1551,null,null,"1999-03-06T14:30:00",3,6,15,6,"víkend",8]
[1552,null,null,"1999-03-06T15:30:00",3,6,16,6,"víkend",7.4]
[1553,null,null,"1999-03-06T16:30:00",3,6,17,6,"víkend",7.2]
[1554,null,null,"1999-03-06T17:30:00",3,6,18,6,"víkend",7.1]
[1555,null,null,"1999-03-06T18:30:00",3,6,19,6,"víkend",7.1]
[1556,null,null,"1999-03-06T19:30:00",3,6,20,6,"víkend",7.1]
[1557,null,null,"1999-03-06T20:30:00",3,6,21,6,"víkend",6.7]
[1558,null,null,"1999-03-06T21:30:00",3,6,22,6,"víkend",6.5]
[1559,null,null,"1999-03-06T22:30:00",3,6,23,6,"víkend",6.4]
[1560,null,null,"1999-03-06T23:30:00",3,6,24,6,"víkend",6.2]
[1561,null,null,"1999-03-07T00:30:00",3,7,1,7,"víkend",6.1]
[1562,null,null,"1999-03-07T01:30:00",3,7,{"$f":"G1546","v":2},7,"víkend",6]
[1563,null,null,"1999-03-07T02:30:00",3,7,3,7,"víkend",5.9]
[1564,null,null,"1999-03-07T03:30:00",3,7,4,7,"víkend",5.8]
[1565,null,null,"1999-03-07T04:30:00",3,7,5,7,"víkend",5.7]
[1566,null,null,"1999-03-07T05:30:00",3,7,6,7,"víkend",5.4]
[1567,null,null,"1999-03-07T06:30:00",3,7,7,7,"víkend",5.3]
[1568,null,null,"1999-03-07T07:30:00",3,7,8,7,"víkend",5]
[1569,null,null,"1999-03-07T08:30:00",3,7,9,7,"víkend",5]
[1570,null,null,"1999-03-07T09:30:00",3,7,10,7,"víkend",5]
[1571,null,null,"1999-03-07T10:30:00",3,7,11,7,"víkend",5.2]
[1572,null,null,"1999-03-07T11:30:00",3,7,12,7,"víkend",5.7]
[1573,null,null,"1999-03-07T12:30:00",3,7,13,7,"víkend",6.1]
[1574,null,null,"1999-03-07T13:30:00",3,7,14,7,"víkend",6.3]
[1575,null,null,"1999-03-07T14:30:00",3,7,15,7,"víkend",6.6]
[1576,null,null,"1999-03-07T15:30:00",3,7,16,7,"víkend",6.7]
[1577,null,null,"1999-03-07T16:30:00",3,7,17,7,"víkend",6.6]
[1578,null,null,"1999-03-07T17:30:00",3,7,18,7,"víkend",6.3]
[1579,null,null,"1999-03-07T18:30:00",3,7,19,7,"víkend",6.2]
[1580,null,null,"1999-03-07T19:30:00",3,7,20,7,"víkend",5.3]
[1581,null,null,"1999-03-07T20:30:00",3,7,21,7,"víkend",4.5]
[1582,null,null,"1999-03-07T21:30:00",3,7,22,7,"víkend",3.7]
[1583,null,null,"1999-03-07T22:30:00",3,7,23,7,"víkend",3.2]
[1584,null,null,"1999-03-07T23:30:00",3,7,24,7,"víkend",2.8]
[1585,null,null,"1999-03-08T00:30:00",3,8,1,1,"všední",2.2999999999999998]
[1586,null,null,"1999-03-08T01:30:00",3,8,2,1,"všední",1.7]
[1587,null,null,"1999-03-08T02:30:00",3,8,3,1,"všední",1.2]
[1588,null,null,"1999-03-08T03:30:00",3,8,4,1,"všední",0.6]
[1589,null,null,"1999-03-08T04:30:00",3,8,5,1,"všední",0.2]
[1590,null,null,"1999-03-08T05:30:00",3,8,6,1,"všední",-0.1]
[1591,null,null,"1999-03-08T06:30:00",3,8,7,1,"všední",0.6]
[1592,null,null,"1999-03-08T07:30:00",3,8,8,1,"všední",1.8]
[1593,null,null,"1999-03-08T08:30:00",3,8,9,1,"všední",2.9]
[1594,null,null,"1999-03-08T09:30:00",3,8,10,1,"všední",5.6]
[1595,null,null,"1999-03-08T10:30:00",3,8,11,1,"všední",7.5]
[1596,null,null,"1999-03-08T11:30:00",3,8,12,1,"všední",9]
[1597,null,null,"1999-03-08T12:30:00",3,8,13,1,"všední",9.6]
[1598,null,null,"1999-03-08T13:30:00",3,8,14,1,"všední",9.6]
[1599,null,null,"1999-03-08T14:30:00",3,8,15,1,"všední",9.6999999999999993]
[1600,null,null,"1999-03-08T15:30:00",3,8,16,1,"všední",9.4]
[1601,null,null,"1999-03-08T16:30:00",3,8,17,1,"všední",8.6]
[1602,null,null,"1999-03-08T17:30:00",3,8,18,{"$f":"WEEKDAY(D1610-1)","v":1},{"$f":"IF(OR(E1610=7,E1610=8),\"prázdniny\",(IF(H1610=6,\"víkend\",IF(H1610=7,\"víkend\",IF(AND(E1610=1,F1610=1),\"prázdniny\",\"všední\")))))","v":"všední"},7]
[1603,null,null,{"$f":"D1610+1/24","v":"1999-03-08T18:30:00"},3,8,19,1,"všední",5.5]
[1604,null,null,"1999-03-08T19:30:00",3,8,20,1,"všední",4.4000000000000004]
[1605,null,null,"1999-03-08T20:30:00",3,8,21,1,"všední",3.5]
[1606,null,null,"1999-03-08T21:30:00",3,8,22,1,"všední",3.2]
[1607,null,null,"1999-03-08T22:30:00",3,8,23,1,"všední",2.7]
[1608,null,null,"1999-03-08T23:30:00",3,8,24,1,"všední",2.1]
[1609,null,null,"1999-03-09T00:30:00",3,9,1,2,"všední",1.6]
[1610,null,null,"1999-03-09T01:30:00",3,9,2,2,"všední",1.1000000000000001]
[1611,null,null,"1999-03-09T02:30:00",3,9,3,2,"všední",0.5]
[1612,null,null,"1999-03-09T03:30:00",3,9,4,2,"všední",0]
[1613,null,null,"1999-03-09T04:30:00",3,9,5,2,"všední",-0.6]
[1614,null,null,"1999-03-09T05:30:00",3,9,6,2,"všední",-0.6]
[1615,null,null,"1999-03-09T06:30:00",3,9,7,2,"všední",-0.6]
[1616,null,null,"1999-03-09T07:30:00",3,9,8,2,"všední",-1]
[1617,null,null,"1999-03-09T08:30:00",3,9,9,2,"všední",1.7]
[1618,null,null,"1999-03-09T09:30:00",3,9,10,2,"všední",4.3]
[1619,null,null,"1999-03-09T10:30:00",3,9,11,2,"všední",5.9]
[1620,null,null,"1999-03-09T11:30:00",3,9,12,2,"všední",6.6]
[1621,null,null,"1999-03-09T12:30:00",3,9,13,2,"všední",9]
[1622,null,null,"1999-03-09T13:30:00",3,9,14,2,"všední",9.8000000000000007]
[1623,null,null,"1999-03-09T14:30:00",3,9,15,2,"všední",10.6]
[1624,null,null,"1999-03-09T15:30:00",3,9,16,2,"všední",10.8]
[1625,null,null,"1999-03-09T16:30:00",3,9,17,2,"všední",10.6]
[1626,null,null,"1999-03-09T17:30:00",3,9,{"$f":"G1610","v":18},2,"všední",9.5]
[1627,null,null,"1999-03-09T18:30:00",3,9,19,2,"všední",7.2]
[1628,null,null,"1999-03-09T19:30:00",3,9,20,2,"všední",6.2]
[1629,null,null,"1999-03-09T20:30:00",3,9,21,2,"všední",4.5999999999999996]
[1630,null,null,"1999-03-09T21:30:00",3,9,22,2,"všední",3]
[1631,null,null,"1999-03-09T22:30:00",3,9,23,2,"všední",2.4]
[1632,null,null,"1999-03-09T23:30:00",3,9,24,2,"všední",1.8]
[1633,null,null,"1999-03-10T00:30:00",3,10,1,3,"všední",1.2]
[1634,null,null,"1999-03-10T01:30:00",3,10,2,3,"všední",0.1]
[1635,null,null,"1999-03-10T02:30:00",3,10,3,3,"všední",-0.9]
[1636,null,null,"1999-03-10T03:30:00",3,10,4,3,"všední",-2]
[1637,null,null,"1999-03-10T04:30:00",3,10,5,3,"všední",-2.5]
[1638,null,null,"1999-03-10T05:30:00",3,10,6,3,"všední",-2.6]
[1639,null,null,"1999-03-10T06:30:00",3,10,7,3,"všední",-2.9]
[1640,null,null,"1999-03-10T07:30:00",3,10,8,3,"všední",-0.2]
[1641,null,null,"1999-03-10T08:30:00",3,10,9,3,"všední",3]
[1642,null,null,"1999-03-10T09:30:00",3,10,10,3,"všední",5.6]
[1643,null,null,"1999-03-10T10:30:00",3,10,11,3,"všední",7.1]
[1644,null,null,"1999-03-10T11:30:00",3,10,12,3,"všední",8.3000000000000007]
[1645,null,null,"1999-03-10T12:30:00",3,10,13,3,"všední",10]
[1646,null,null,"1999-03-10T13:30:00",3,10,14,3,"všední",10.8]
[1647,null,null,"1999-03-10T14:30:00",3,10,15,3,"všední",11.8]
[1648,null,null,"1999-03-10T15:30:00",3,10,16,3,"všední",11.7]
[1649,null,null,"1999-03-10T16:30:00",3,10,17,3,"všední",10.9]
[1650,null,null,"1999-03-10T17:30:00",3,10,18,3,"všední",8.6]
[1651,null,null,"1999-03-10T18:30:00",3,10,19,3,"všední",7.5]
[1652,null,null,"1999-03-10T19:30:00",3,10,20,3,"všední",5.6]
[1653,null,null,"1999-03-10T20:30:00",3,10,21,3,"všední",5.3]
[1654,null,null,"1999-03-10T21:30:00",3,10,22,3,"všední",4.4000000000000004]
[1655,null,null,"1999-03-10T22:30:00",3,10,23,3,"všední",3.9]
[1656,null,null,"1999-03-10T23:30:00",3,10,24,3,"všední",3.3]
[1657,null,null,"1999-03-11T00:30:00",3,11,1,4,"všední",2.8]
[1658,null,null,"1999-03-11T01:30:00",3,11,2,4,"všední",2.2999999999999998]
[1659,null,null,"1999-03-11T02:30:00",3,11,3,4,"všední",1.9]
[1660,null,null,"1999-03-11T03:30:00",3,11,4,4,"všední",1.4]
[1661,null,null,"1999-03-11T04:30:00",3,11,5,4,"všední",2]
[1662,null,null,"1999-03-11T05:30:00",3,11,6,4,"všední",1.6]
[1663,null,null,"1999-03-11T06:30:00",3,11,7,4,"všední",1.8]
[1664,null,null,"1999-03-11T07:30:00",3,11,8,4,"všední",2.5]
[1665,null,null,"1999-03-11T08:30:00",3,11,9,4,"všední",3]
[1666,null,null,"1999-03-11T09:30:00",3,11,10,{"$f":"WEEKDAY(D1674-1)","v":4},{"$f":"IF(OR(E1674=7,E1674=8),\"prázdniny\",(IF(H1674=6,\"víkend\",IF(H1674=7,\"víkend\",IF(AND(E1674=1,F1674=1),\"prázdniny\",\"všední\")))))","v":"všední"},4.4000000000000004]
[1667,null,null,{"$f":"D1674+1/24","v":"1999-03-11T10:30:00"},3,11,11,4,"všední",5]
[1668,null,null,"1999-03-11T11:30:00",3,11,12,4,"všední",6.3]
[1669,null,null,"1999-03-11T12:30:00",3,11,13,4,"všední",7.5]
[1670,null,null,"1999-03-11T13:30:00",3,11,14,4,"všední",7.6]
[1671,null,null,"1999-03-11T14:30:00",3,11,15,4,"všední",7.4]
[1672,null,null,"1999-03-11T15:30:00",3,11,16,4,"všední",6.9]
[1673,null,null,"1999-03-11T16:30:00",3,11,17,4,"všední",6.7]
[1674,null,null,"1999-03-11T17:30:00",3,11,18,4,"všední",6.1]
[1675,null,null,"1999-03-11T18:30:00",3,11,19,4,"všední",4.7]
[1676,null,null,"1999-03-11T19:30:00",3,11,20,4,"všední",4.2]
[1677,null,null,"1999-03-11T20:30:00",3,11,21,4,"všední",3.8]
[1678,null,null,"1999-03-11T21:30:00",3,11,22,4,"všední",3.2]
[1679,null,null,"1999-03-11T22:30:00",3,11,23,4,"všední",3.5]
[1680,null,null,"1999-03-11T23:30:00",3,11,24,4,"všední",3.9]
[1681,null,null,"1999-03-12T00:30:00",3,12,1,5,"všední",4.2]
[1682,null,null,"1999-03-12T01:30:00",3,12,2,5,"všední",3.6]
[1683,null,null,"1999-03-12T02:30:00",3,12,3,5,"všední",3.1]
[1684,null,null,"1999-03-12T03:30:00",3,12,4,5,"všední",2.5]
[1685,null,null,"1999-03-12T04:30:00",3,12,5,5,"všední",2.4]
[1686,null,null,"1999-03-12T05:30:00",3,12,6,5,"všední",2.4]
[1687,null,null,"1999-03-12T06:30:00",3,12,7,5,"všední",2.8]
[1688,null,null,"1999-03-12T07:30:00",3,12,8,5,"všední",3.5]
[1689,null,null,"1999-03-12T08:30:00",3,12,9,5,"všední",5]
[1690,null,null,"1999-03-12T09:30:00",3,12,{"$f":"G1674","v":10},5,"všední",5.0999999999999996]
[1691,null,null,"1999-03-12T10:30:00",3,12,11,5,"všední",7]
[1692,null,null,"1999-03-12T11:30:00",3,12,12,5,"všední",8.6]
[1693,null,null,"1999-03-12T12:30:00",3,12,13,5,"všední",8.1]
[1694,null,null,"1999-03-12T13:30:00",3,12,14,5,"všední",8]
[1695,null,null,"1999-03-12T14:30:00",3,12,15,5,"všední",8.1999999999999993]
[1696,null,null,"1999-03-12T15:30:00",3,12,16,5,"všední",6.8]
[1697,null,null,"1999-03-12T16:30:00",3,12,17,5,"všední",6.9]
[1698,null,null,"1999-03-12T17:30:00",3,12,18,5,"všední",6.8]
[1699,null,null,"1999-03-12T18:30:00",3,12,19,5,"všední",6.8]
[1700,null,null,"1999-03-12T19:30:00",3,12,20,5,"všední",6.6]
[1701,null,null,"1999-03-12T20:30:00",3,12,21,5,"všední",7]
[1702,null,null,"1999-03-12T21:30:00",3,12,22,5,"všední",7]
[1703,null,null,"1999-03-12T22:30:00",3,12,23,5,"všední",6.9]
[1704,null,null,"1999-03-12T23:30:00",3,12,24,5,"všední",6.7]
[1705,null,null,"1999-03-13T00:30:00",3,13,1,6,"víkend",6.6]
[1706,null,null,"1999-03-13T01:30:00",3,13,2,6,"víkend",6.9]
[1707,null,null,"1999-03-13T02:30:00",3,13,3,6,"víkend",7.2]
[1708,null,null,"1999-03-13T03:30:00",3,13,4,6,"víkend",7.5]
[1709,null,null,"1999-03-13T04:30:00",3,13,5,6,"víkend",7.6]
[1710,null,null,"1999-03-13T05:30:00",3,13,6,6,"víkend",7.7]
[1711,null,null,"1999-03-13T06:30:00",3,13,7,6,"víkend",7.6]
[1712,null,null,"1999-03-13T07:30:00",3,13,8,6,"víkend",7.9]
[1713,null,null,"1999-03-13T08:30:00",3,13,9,6,"víkend",8.5]
[1714,null,null,"1999-03-13T09:30:00",3,13,10,6,"víkend",8.6999999999999993]
[1715,null,null,"1999-03-13T10:30:00",3,13,11,6,"víkend",9.4]
[1716,null,null,"1999-03-13T11:30:00",3,13,12,6,"víkend",9.4]
[1717,null,null,"1999-03-13T12:30:00",3,13,13,6,"víkend",9.6999999999999993]
[1718,null,null,"1999-03-13T13:30:00",3,13,14,6,"víkend",10]
[1719,null,null,"1999-03-13T14:30:00",3,13,15,6,"víkend",9.4]
[1720,null,null,"1999-03-13T15:30:00",3,13,16,6,"víkend",9.5]
[1721,null,null,"1999-03-13T16:30:00",3,13,17,6,"víkend",9.4]
[1722,null,null,"1999-03-13T17:30:00",3,13,18,6,"víkend",7.6]
[1723,null,null,"1999-03-13T18:30:00",3,13,19,6,"víkend",7]
[1724,null,null,"1999-03-13T19:30:00",3,13,20,6,"víkend",7.1]
[1725,null,null,"1999-03-13T20:30:00",3,13,21,6,"víkend",1.4]
[1726,null,null,"1999-03-13T21:30:00",3,13,22,6,"víkend",1.2]
[1727,null,null,"1999-03-13T22:30:00",3,13,23,6,"víkend",1.4]
[1728,null,null,"1999-03-13T23:30:00",3,13,24,6,"víkend",1.6]
[1729,null,null,"1999-03-14T00:30:00",3,14,1,7,"víkend",1.8]
[1730,null,null,"1999-03-14T01:30:00",3,14,2,{"$f":"WEEKDAY(D1738-1)","v":7},{"$f":"IF(OR(E1738=7,E1738=8),\"prázdniny\",(IF(H1738=6,\"víkend\",IF(H1738=7,\"víkend\",IF(AND(E1738=1,F1738=1),\"prázdniny\",\"všední\")))))","v":"víkend"},1.5]
[1731,null,null,{"$f":"D1738+1/24","v":"1999-03-14T02:30:00"},3,14,3,7,"víkend",1.3]
[1732,null,null,"1999-03-14T03:30:00",3,14,4,7,"víkend",1]
[1733,null,null,"1999-03-14T04:30:00",3,14,5,7,"víkend",0.4]
[1734,null,null,"1999-03-14T05:30:00",3,14,6,7,"víkend",1.2]
[1735,null,null,"1999-03-14T06:30:00",3,14,7,7,"víkend",0.9]
[1736,null,null,"1999-03-14T07:30:00",3,14,8,7,"víkend",1.4]
[1737,null,null,"1999-03-14T08:30:00",3,14,9,7,"víkend",2.1]
[1738,null,null,"1999-03-14T09:30:00",3,14,10,7,"víkend",1.9]
[1739,null,null,"1999-03-14T10:30:00",3,14,11,7,"víkend",3.6]
[1740,null,null,"1999-03-14T11:30:00",3,14,12,7,"víkend",4.2]
[1741,null,null,"1999-03-14T12:30:00",3,14,13,7,"víkend",4.0999999999999996]
[1742,null,null,"1999-03-14T13:30:00",3,14,14,7,"víkend",4]
[1743,null,null,"1999-03-14T14:30:00",3,14,15,7,"víkend",2.8]
[1744,null,null,"1999-03-14T15:30:00",3,14,16,7,"víkend",2.7]
[1745,null,null,"1999-03-14T16:30:00",3,14,17,7,"víkend",2.7]
[1746,null,null,"1999-03-14T17:30:00",3,14,18,7,"víkend",1.9]
[1747,null,null,"1999-03-14T18:30:00",3,14,19,7,"víkend",0]
[1748,null,null,"1999-03-14T19:30:00",3,14,20,7,"víkend",-0.1]
[1749,null,null,"1999-03-14T20:30:00",3,14,21,7,"víkend",-0.8]
[1750,null,null,"1999-03-14T21:30:00",3,14,22,7,"víkend",0]
[1751,null,null,"1999-03-14T22:30:00",3,14,23,7,"víkend",0.2]
[1752,null,null,"1999-03-14T23:30:00",3,14,24,7,"víkend",0.5]
[1753,null,null,"1999-03-15T00:30:00",3,15,1,1,"všední",0.7]
[1754,null,null,"1999-03-15T01:30:00",3,15,{"$f":"G1738","v":2},1,"všední",0.7]
[1755,null,null,"1999-03-15T02:30:00",3,15,3,1,"všední",0.8]
[1756,null,null,"1999-03-15T03:30:00",3,15,4,1,"všední",0.8]
[1757,null,null,"1999-03-15T04:30:00",3,15,5,1,"všední",1.3]
[1758,null,null,"1999-03-15T05:30:00",3,15,6,1,"všední",1.6]
[1759,null,null,"1999-03-15T06:30:00",3,15,7,1,"všední",1.8]
[1760,null,null,"1999-03-15T07:30:00",3,15,8,1,"všední",2.8]
[1761,null,null,"1999-03-15T08:30:00",3,15,9,1,"všední",3.1]
[1762,null,null,"1999-03-15T09:30:00",3,15,10,1,"všední",3.4]
[1763,null,null,"1999-03-15T10:30:00",3,15,11,1,"všední",3.9]
[1764,null,null,"1999-03-15T11:30:00",3,15,12,1,"všední",3.2]
[1765,null,null,"1999-03-15T12:30:00",3,15,13,1,"všední",2.7]
[1766,null,null,"1999-03-15T13:30:00",3,15,14,1,"všední",3.3]
[1767,null,null,"1999-03-15T14:30:00",3,15,15,1,"všední",2.7]
[1768,null,null,"1999-03-15T15:30:00",3,15,16,1,"všední",3.1]
[1769,null,null,"1999-03-15T16:30:00",3,15,17,1,"všední",2.2999999999999998]
[1770,null,null,"1999-03-15T17:30:00",3,15,18,1,"všední",1.7]
[1771,null,null,"1999-03-15T18:30:00",3,15,19,1,"všední",1]
[1772,null,null,"1999-03-15T19:30:00",3,15,20,1,"všední",1.2]
[1773,null,null,"1999-03-15T20:30:00",3,15,21,1,"všední",1.6]
[1774,null,null,"1999-03-15T21:30:00",3,15,22,1,"všední",1.4]
[1775,null,null,"1999-03-15T22:30:00",3,15,23,1,"všední",1]
[1776,null,null,"1999-03-15T23:30:00",3,15,24,1,"všední",0.6]
[1777,null,null,"1999-03-16T00:30:00",3,16,1,2,"všední",0.2]
[1778,null,null,"1999-03-16T01:30:00",3,16,2,2,"všední",0.2]
[1779,null,null,"1999-03-16T02:30:00",3,16,3,2,"všední",0.3]
[1780,null,null,"1999-03-16T03:30:00",3,16,4,2,"všední",0.3]
[1781,null,null,"1999-03-16T04:30:00",3,16,5,2,"všední",0.9]
[1782,null,null,"1999-03-16T05:30:00",3,16,6,2,"všední",1]
[1783,null,null,"1999-03-16T06:30:00",3,16,7,2,"všední",0.2]
[1784,null,null,"1999-03-16T07:30:00",3,16,8,2,"všední",0.1]
[1785,null,null,"1999-03-16T08:30:00",3,16,9,2,"všední",1.2]
[1786,null,null,"1999-03-16T09:30:00",3,16,10,2,"všední",3.1]
[1787,null,null,"1999-03-16T10:30:00",3,16,11,2,"všední",2.2000000000000002]
[1788,null,null,"1999-03-16T11:30:00",3,16,12,2,"všední",4.5]
[1789,null,null,"1999-03-16T12:30:00",3,16,13,2,"všední",1.6]
[1790,null,null,"1999-03-16T13:30:00",3,16,14,2,"všední",4.0999999999999996]
[1791,null,null,"1999-03-16T14:30:00",3,16,15,2,"všední",4.8]
[1792,null,null,"1999-03-16T15:30:00",3,16,16,2,"všední",4.2]
[1793,null,null,"1999-03-16T16:30:00",3,16,17,2,"všední",3.2]
[1794,null,null,"1999-03-16T17:30:00",3,16,18,{"$f":"WEEKDAY(D1802-1)","v":2},{"$f":"IF(OR(E1802=7,E1802=8),\"prázdniny\",(IF(H1802=6,\"víkend\",IF(H1802=7,\"víkend\",IF(AND(E1802=1,F1802=1),\"prázdniny\",\"všední\")))))","v":"všední"},2.6]
[1795,null,null,{"$f":"D1802+1/24","v":"1999-03-16T18:30:00"},3,16,19,2,"všední",1.8]
[1796,null,null,"1999-03-16T19:30:00",3,16,20,2,"všední",1.8]
[1797,null,null,"1999-03-16T20:30:00",3,16,21,2,"všední",0.6]
[1798,null,null,"1999-03-16T21:30:00",3,16,22,2,"všední",0.1]
[1799,null,null,"1999-03-16T22:30:00",3,16,23,2,"všední",0]
[1800,null,null,"1999-03-16T23:30:00",3,16,24,2,"všední",-0.2]
[1801,null,null,"1999-03-17T00:30:00",3,17,1,3,"všední",-0.3]
[1802,null,null,"1999-03-17T01:30:00",3,17,2,3,"všední",-0.4]
[1803,null,null,"1999-03-17T02:30:00",3,17,3,3,"všední",-0.5]
[1804,null,null,"1999-03-17T03:30:00",3,17,4,3,"všední",-0.6]
[1805,null,null,"1999-03-17T04:30:00",3,17,5,3,"všední",-0.8]
[1806,null,null,"1999-03-17T05:30:00",3,17,6,3,"všední",-1]
[1807,null,null,"1999-03-17T06:30:00",3,17,7,3,"všední",-0.8]
[1808,null,null,"1999-03-17T07:30:00",3,17,8,3,"všední",1.3]
[1809,null,null,"1999-03-17T08:30:00",3,17,9,3,"všední",2.8]
[1810,null,null,"1999-03-17T09:30:00",3,17,10,3,"všední",3.4]
[1811,null,null,"1999-03-17T10:30:00",3,17,11,3,"všední",5.2]
[1812,null,null,"1999-03-17T11:30:00",3,17,12,3,"všední",6]
[1813,null,null,"1999-03-17T12:30:00",3,17,13,3,"všední",5.6]
[1814,null,null,"1999-03-17T13:30:00",3,17,14,3,"všední",6.1]
[1815,null,null,"1999-03-17T14:30:00",3,17,15,3,"všední",6.6]
[1816,null,null,"1999-03-17T15:30:00",3,17,16,3,"všední",6.7]
[1817,null,null,"1999-03-17T16:30:00",3,17,17,3,"všední",6.6]
[1818,null,null,"1999-03-17T17:30:00",3,17,{"$f":"G1802","v":18},3,"všední",6.2]
[1819,null,null,"1999-03-17T18:30:00",3,17,19,3,"všední",4.0999999999999996]
[1820,null,null,"1999-03-17T19:30:00",3,17,20,3,"všední",3.8]
[1821,null,null,"1999-03-17T20:30:00",3,17,21,3,"všední",3.7]
[1822,null,null,"1999-03-17T21:30:00",3,17,22,3,"všední",3.4]
[1823,null,null,"1999-03-17T22:30:00",3,17,23,3,"všední",3.4]
[1824,null,null,"1999-03-17T23:30:00",3,17,24,3,"všední",3.4]
[1825,null,null,"1999-03-18T00:30:00",3,18,1,4,"všední",3.4]
[1826,null,null,"1999-03-18T01:30:00",3,18,2,4,"všední",3.2]
[1827,null,null,"1999-03-18T02:30:00",3,18,3,4,"všední",3.1]
[1828,null,null,"1999-03-18T03:30:00",3,18,4,4,"všední",2.9]
[1829,null,null,"1999-03-18T04:30:00",3,18,5,4,"všední",3]
[1830,null,null,"1999-03-18T05:30:00",3,18,6,4,"všední",3]
[1831,null,null,"1999-03-18T06:30:00",3,18,7,4,"všední",3.1]
[1832,null,null,"1999-03-18T07:30:00",3,18,8,4,"všední",3.7]
[1833,null,null,"1999-03-18T08:30:00",3,18,9,4,"všední",4.3]
[1834,null,null,"1999-03-18T09:30:00",3,18,10,4,"všední",6]
[1835,null,null,"1999-03-18T10:30:00",3,18,11,4,"všední",7.2]
[1836,null,null,"1999-03-18T11:30:00",3,18,12,4,"všední",7.9]
[1837,null,null,"1999-03-18T12:30:00",3,18,13,4,"všední",7.5]
[1838,null,null,"1999-03-18T13:30:00",3,18,14,4,"všední",7.8]
[1839,null,null,"1999-03-18T14:30:00",3,18,15,4,"všední",8.4]
[1840,null,null,"1999-03-18T15:30:00",3,18,16,4,"všední",9.1999999999999993]
[1841,null,null,"1999-03-18T16:30:00",3,18,17,4,"všední",8.3000000000000007]
[1842,null,null,"1999-03-18T17:30:00",3,18,18,4,"všední",7.7]
[1843,null,null,"1999-03-18T18:30:00",3,18,19,4,"všední",6.8]
[1844,null,null,"1999-03-18T19:30:00",3,18,20,4,"všední",5.8]
[1845,null,null,"1999-03-18T20:30:00",3,18,21,4,"všední",4.2]
[1846,null,null,"1999-03-18T21:30:00",3,18,22,4,"všední",4.0999999999999996]
[1847,null,null,"1999-03-18T22:30:00",3,18,23,4,"všední",3.7]
[1848,null,null,"1999-03-18T23:30:00",3,18,24,4,"všední",3.3]
[1849,null,null,"1999-03-19T00:30:00",3,19,1,5,"všední",2.9]
[1850,null,null,"1999-03-19T01:30:00",3,19,2,5,"všední",2.1]
[1851,null,null,"1999-03-19T02:30:00",3,19,3,5,"všední",1.3]
[1852,null,null,"1999-03-19T03:30:00",3,19,4,5,"všední",0.5]
[1853,null,null,"1999-03-19T04:30:00",3,19,5,5,"všední",0]
[1854,null,null,"1999-03-19T05:30:00",3,19,6,5,"všední",0.2]
[1855,null,null,"1999-03-19T06:30:00",3,19,7,5,"všední",0.7]
[1856,null,null,"1999-03-19T07:30:00",3,19,8,5,"všední",1.7]
[1857,null,null,"1999-03-19T08:30:00",3,19,9,5,"všední",3.4]
[1858,null,null,"1999-03-19T09:30:00",3,19,10,{"$f":"WEEKDAY(D1866-1)","v":5},{"$f":"IF(OR(E1866=7,E1866=8),\"prázdniny\",(IF(H1866=6,\"víkend\",IF(H1866=7,\"víkend\",IF(AND(E1866=1,F1866=1),\"prázdniny\",\"všední\")))))","v":"všední"},5.5]
[1859,null,null,{"$f":"D1866+1/24","v":"1999-03-19T10:30:00"},3,19,11,5,"všední",8.1]
[1860,null,null,"1999-03-19T11:30:00",3,19,12,5,"všední",9.6]
[1861,null,null,"1999-03-19T12:30:00",3,19,13,5,"všední",10.5]
[1862,null,null,"1999-03-19T13:30:00",3,19,14,5,"všední",11.2]
[1863,null,null,"1999-03-19T14:30:00",3,19,15,5,"všední",12.6]
[1864,null,null,"1999-03-19T15:30:00",3,19,16,5,"všední",12.1]
[1865,null,null,"1999-03-19T16:30:00",3,19,17,5,"všední",11.4]
[1866,null,null,"1999-03-19T17:30:00",3,19,18,5,"všední",10.4]
[1867,null,null,"1999-03-19T18:30:00",3,19,19,5,"všední",9.5]
[1868,null,null,"1999-03-19T19:30:00",3,19,20,5,"všední",9.1999999999999993]
[1869,null,null,"1999-03-19T20:30:00",3,19,21,5,"všední",8.6999999999999993]
[1870,null,null,"1999-03-19T21:30:00",3,19,22,5,"všední",8.6]
[1871,null,null,"1999-03-19T22:30:00",3,19,23,5,"všední",8]
[1872,null,null,"1999-03-19T23:30:00",3,19,24,5,"všední",7.5]
[1873,null,null,"1999-03-20T00:30:00",3,20,1,6,"víkend",6.9]
[1874,null,null,"1999-03-20T01:30:00",3,20,2,6,"víkend",6.6]
[1875,null,null,"1999-03-20T02:30:00",3,20,3,6,"víkend",6.2]
[1876,null,null,"1999-03-20T03:30:00",3,20,4,6,"víkend",5.9]
[1877,null,null,"1999-03-20T04:30:00",3,20,5,6,"víkend",5.7]
[1878,null,null,"1999-03-20T05:30:00",3,20,6,6,"víkend",5.2]
[1879,null,null,"1999-03-20T06:30:00",3,20,7,6,"víkend",5.3]
[1880,null,null,"1999-03-20T07:30:00",3,20,8,6,"víkend",5.6]
[1881,null,null,"1999-03-20T08:30:00",3,20,9,6,"víkend",6.6]
[1882,null,null,"1999-03-20T09:30:00",3,20,{"$f":"G1866","v":10},6,"víkend",7.4]
[1883,null,null,"1999-03-20T10:30:00",3,20,11,6,"víkend",7.8]
[1884,null,null,"1999-03-20T11:30:00",3,20,12,6,"víkend",7.6]
[1885,null,null,"1999-03-20T12:30:00",3,20,13,6,"víkend",7.8]
[1886,null,null,"1999-03-20T13:30:00",3,20,14,6,"víkend",8.4]
[1887,null,null,"1999-03-20T14:30:00",3,20,15,6,"víkend",8.5]
[1888,null,null,"1999-03-20T15:30:00",3,20,16,6,"víkend",7.9]
[1889,null,null,"1999-03-20T16:30:00",3,20,17,6,"víkend",7.5]
[1890,null,null,"1999-03-20T17:30:00",3,20,18,6,"víkend",7.6]
[1891,null,null,"1999-03-20T18:30:00",3,20,19,6,"víkend",7.4]
[1892,null,null,"1999-03-20T19:30:00",3,20,20,6,"víkend",7.6]
[1893,null,null,"1999-03-20T20:30:00",3,20,21,6,"víkend",8.3000000000000007]
[1894,null,null,"1999-03-20T21:30:00",3,20,22,6,"víkend",8.6999999999999993]
[1895,null,null,"1999-03-20T22:30:00",3,20,23,6,"víkend",8.5]
[1896,null,null,"1999-03-20T23:30:00",3,20,24,6,"víkend",8.4]
[1897,null,null,"1999-03-21T00:30:00",3,21,1,7,"víkend",8.1999999999999993]
[1898,null,null,"1999-03-21T01:30:00",3,21,2,7,"víkend",8.1]
[1899,null,null,"1999-03-21T02:30:00",3,21,3,7,"víkend",8.1]
[1900,null,null,"1999-03-21T03:30:00",3,21,4,7,"víkend",8]
[1901,null,null,"1999-03-21T04:30:00",3,21,5,7,"víkend",7.8]
[1902,null,null,"1999-03-21T05:30:00",3,21,6,7,"víkend",7.1]
[1903,null,null,"1999-03-21T06:30:00",3,21,7,7,"víkend",7.3]
[1904,null,null,"1999-03-21T07:30:00",3,21,8,7,"víkend",8.9]
[1905,null,null,"1999-03-21T08:30:00",3,21,9,7,"víkend",10.4]
[1906,null,null,"1999-03-21T09:30:00",3,21,10,7,"víkend",10.6]
[1907,null,null,"1999-03-21T10:30:00",3,21,11,7,"víkend",12.4]
[1908,null,null,"1999-03-21T11:30:00",3,21,12,7,"víkend",13]
[1909,null,null,"1999-03-21T12:30:00",3,21,13,7,"víkend",14.8]
[1910,null,null,"1999-03-21T13:30:00",3,21,14,7,"víkend",14.8]
[1911,null,null,"1999-03-21T14:30:00",3,21,15,7,"víkend",13.1]
[1912,null,null,"1999-03-21T15:30:00",3,21,16,7,"víkend",12.1]
[1913,null,null,"1999-03-21T16:30:00",3,21,17,7,"víkend",11.6]
[1914,null,null,"1999-03-21T17:30:00",3,21,18,7,"víkend",11.6]
[1915,null,null,"1999-03-21T18:30:00",3,21,19,7,"víkend",11.3]
[1916,null,null,"1999-03-21T19:30:00",3,21,20,7,"víkend",6.4]
[1917,null,null,"1999-03-21T20:30:00",3,21,21,7,"víkend",4.7]
[1918,null,null,"1999-03-21T21:30:00",3,21,22,7,"víkend",5.6]
[1919,null,null,"1999-03-21T22:30:00",3,21,23,7,"víkend",5.0999999999999996]
[1920,null,null,"1999-03-21T23:30:00",3,21,24,7,"víkend",4.7]
[1921,null,null,"1999-03-22T00:30:00",3,22,1,1,"všední",4.2]
[1922,null,null,"1999-03-22T01:30:00",3,22,2,{"$f":"WEEKDAY(D1930-1)","v":1},{"$f":"IF(OR(E1930=7,E1930=8),\"prázdniny\",(IF(H1930=6,\"víkend\",IF(H1930=7,\"víkend\",IF(AND(E1930=1,F1930=1),\"prázdniny\",\"všední\")))))","v":"všední"},4.3]
[1923,null,null,{"$f":"D1930+1/24","v":"1999-03-22T02:30:00"},3,22,3,1,"všední",4.3]
[1924,null,null,"1999-03-22T03:30:00",3,22,4,1,"všední",4.4000000000000004]
[1925,null,null,"1999-03-22T04:30:00",3,22,5,1,"všední",4.5]
[1926,null,null,"1999-03-22T05:30:00",3,22,6,1,"všední",4.2]
[1927,null,null,"1999-03-22T06:30:00",3,22,7,1,"všední",4.0999999999999996]
[1928,null,null,"1999-03-22T07:30:00",3,22,8,1,"všední",5]
[1929,null,null,"1999-03-22T08:30:00",3,22,9,1,"všední",6.1]
[1930,null,null,"1999-03-22T09:30:00",3,22,10,1,"všední",6.6]
[1931,null,null,"1999-03-22T10:30:00",3,22,11,1,"všední",6.8]
[1932,null,null,"1999-03-22T11:30:00",3,22,12,1,"všední",6.4]
[1933,null,null,"1999-03-22T12:30:00",3,22,13,1,"všední",6.6]
[1934,null,null,"1999-03-22T13:30:00",3,22,14,1,"všední",7.3]
[1935,null,null,"1999-03-22T14:30:00",3,22,15,1,"všední",6.7]
[1936,null,null,"1999-03-22T15:30:00",3,22,16,1,"všední",4.9000000000000004]
[1937,null,null,"1999-03-22T16:30:00",3,22,17,1,"všední",4]
[1938,null,null,"1999-03-22T17:30:00",3,22,18,1,"všední",4.0999999999999996]
[1939,null,null,"1999-03-22T18:30:00",3,22,19,1,"všední",3.2]
[1940,null,null,"1999-03-22T19:30:00",3,22,20,1,"všední",3.1]
[1941,null,null,"1999-03-22T20:30:00",3,22,21,1,"všední",3]
[1942,null,null,"1999-03-22T21:30:00",3,22,22,1,"všední",3.7]
[1943,null,null,"1999-03-22T22:30:00",3,22,23,1,"všední",3.7]
[1944,null,null,"1999-03-22T23:30:00",3,22,24,1,"všední",3.7]
[1945,null,null,"1999-03-23T00:30:00",3,23,1,2,"všední",3.7]
[1946,null,null,"1999-03-23T01:30:00",3,23,{"$f":"G1930","v":2},2,"všední",3.5]
[1947,null,null,"1999-03-23T02:30:00",3,23,3,2,"všední",3.2]
[1948,null,null,"1999-03-23T03:30:00",3,23,4,2,"všední",3]
[1949,null,null,"1999-03-23T04:30:00",3,23,5,2,"všední",2.7]
[1950,null,null,"1999-03-23T05:30:00",3,23,6,2,"všední",2.8]
[1951,null,null,"1999-03-23T06:30:00",3,23,7,2,"všední",3.1]
[1952,null,null,"1999-03-23T07:30:00",3,23,8,2,"všední",3.4]
[1953,null,null,"1999-03-23T08:30:00",3,23,9,2,"všední",4.2]
[1954,null,null,"1999-03-23T09:30:00",3,23,10,2,"všední",5.4]
[1955,null,null,"1999-03-23T10:30:00",3,23,11,2,"všední",5.8]
[1956,null,null,"1999-03-23T11:30:00",3,23,12,2,"všední",7.6]
[1957,null,null,"1999-03-23T12:30:00",3,23,13,2,"všední",8.1999999999999993]
[1958,null,null,"1999-03-23T13:30:00",3,23,14,2,"všední",7.5]
[1959,null,null,"1999-03-23T14:30:00",3,23,15,2,"všední",7.7]
[1960,null,null,"1999-03-23T15:30:00",3,23,16,2,"všední",7.8]
[1961,null,null,"1999-03-23T16:30:00",3,23,17,2,"všední",7.5]
[1962,null,null,"1999-03-23T17:30:00",3,23,18,2,"všední",6.9]
[1963,null,null,"1999-03-23T18:30:00",3,23,19,2,"všední",6.5]
[1964,null,null,"1999-03-23T19:30:00",3,23,20,2,"všední",6.1]
[1965,null,null,"1999-03-23T20:30:00",3,23,21,2,"všední",5.9]
[1966,null,null,"1999-03-23T21:30:00",3,23,22,2,"všední",5.8]
[1967,null,null,"1999-03-23T22:30:00",3,23,23,2,"všední",5.6]
[1968,null,null,"1999-03-23T23:30:00",3,23,24,2,"všední",5.5]
[1969,null,null,"1999-03-24T00:30:00",3,24,1,3,"všední",5.3]
[1970,null,null,"1999-03-24T01:30:00",3,24,2,3,"všední",5.2]
[1971,null,null,"1999-03-24T02:30:00",3,24,3,3,"všední",5]
[1972,null,null,"1999-03-24T03:30:00",3,24,4,3,"všední",4.9000000000000004]
[1973,null,null,"1999-03-24T04:30:00",3,24,5,3,"všední",4.9000000000000004]
[1974,null,null,"1999-03-24T05:30:00",3,24,6,3,"všední",4.5999999999999996]
[1975,null,null,"1999-03-24T06:30:00",3,24,7,3,"všední",4.5999999999999996]
[1976,null,null,"1999-03-24T07:30:00",3,24,8,3,"všední",3.2]
[1977,null,null,"1999-03-24T08:30:00",3,24,9,3,"všední",2.4]
[1978,null,null,"1999-03-24T09:30:00",3,24,10,3,"všední",3]
[1979,null,null,"1999-03-24T10:30:00",3,24,11,3,"všední",3.8]
[1980,null,null,"1999-03-24T11:30:00",3,24,12,3,"všední",4.0999999999999996]
[1981,null,null,"1999-03-24T12:30:00",3,24,13,3,"všední",4]
[1982,null,null,"1999-03-24T13:30:00",3,24,14,3,"všední",3.8]
[1983,null,null,"1999-03-24T14:30:00",3,24,15,3,"všední",3.8]
[1984,null,null,"1999-03-24T15:30:00",3,24,16,3,"všední",3.7]
[1985,null,null,"1999-03-24T16:30:00",3,24,17,3,"všední",3.6]
[1986,null,null,"1999-03-24T17:30:00",3,24,18,{"$f":"WEEKDAY(D1994-1)","v":3},{"$f":"IF(OR(E1994=7,E1994=8),\"prázdniny\",(IF(H1994=6,\"víkend\",IF(H1994=7,\"víkend\",IF(AND(E1994=1,F1994=1),\"prázdniny\",\"všední\")))))","v":"všední"},3.4]
[1987,null,null,{"$f":"D1994+1/24","v":"1999-03-24T18:30:00"},3,24,19,3,"všední",3.4]
[1988,null,null,"1999-03-24T19:30:00",3,24,20,3,"všední",3.3]
[1989,null,null,"1999-03-24T20:30:00",3,24,21,3,"všední",3.1]
[1990,null,null,"1999-03-24T21:30:00",3,24,22,3,"všední",3.1]
[1991,null,null,"1999-03-24T22:30:00",3,24,23,3,"všední",3]
[1992,null,null,"1999-03-24T23:30:00",3,24,24,3,"všední",2.9]
[1993,null,null,"1999-03-25T00:30:00",3,25,1,4,"všední",2.8]
[1994,null,null,"1999-03-25T01:30:00",3,25,2,4,"všední",2.5]
[1995,null,null,"1999-03-25T02:30:00",3,25,3,4,"všední",2.2999999999999998]
[1996,null,null,"1999-03-25T03:30:00",3,25,4,4,"všední",2]
[1997,null,null,"1999-03-25T04:30:00",3,25,5,4,"všední",1.8]
[1998,null,null,"1999-03-25T05:30:00",3,25,6,4,"všední",2]
[1999,null,null,"1999-03-25T06:30:00",3,25,7,4,"všední",2.7]
[2000,null,null,"1999-03-25T07:30:00",3,25,8,4,"všední",3]
[2001,null,null,"1999-03-25T08:30:00",3,25,9,4,"všední",3.6]
[2002,null,null,"1999-03-25T09:30:00",3,25,10,4,"všední",4]
[2003,null,null,"1999-03-25T10:30:00",3,25,11,4,"všední",5.6]
[2004,null,null,"1999-03-25T11:30:00",3,25,12,4,"všední",7.4]
[2005,null,null,"1999-03-25T12:30:00",3,25,13,4,"všední",7]
[2006,null,null,"1999-03-25T13:30:00",3,25,14,4,"všední",6.5]
[2007,null,null,"1999-03-25T14:30:00",3,25,15,4,"všední",5.8]
[2008,null,null,"1999-03-25T15:30:00",3,25,16,4,"všední",5.8]
[2009,null,null,"1999-03-25T16:30:00",3,25,17,4,"všední",5.0999999999999996]
[2010,null,null,"1999-03-25T17:30:00",3,25,{"$f":"G1994","v":18},4,"všední",4.8]
[2011,null,null,"1999-03-25T18:30:00",3,25,19,4,"všední",4.0999999999999996]
[2012,null,null,"1999-03-25T19:30:00",3,25,20,4,"všední",3.3]
[2013,null,null,"1999-03-25T20:30:00",3,25,21,4,"všední",2.6]
[2014,null,null,"1999-03-25T21:30:00",3,25,22,4,"všední",2.2000000000000002]
[2015,null,null,"1999-03-25T22:30:00",3,25,23,4,"všední",2]
[2016,null,null,"1999-03-25T23:30:00",3,25,24,4,"všední",1.9]
[2017,null,null,"1999-03-26T00:30:00",3,26,1,5,"všední",1.7]
[2018,null,null,"1999-03-26T01:30:00",3,26,2,5,"všední",1.3]
[2019,null,null,"1999-03-26T02:30:00",3,26,3,5,"všední",0.9]
[2020,null,null,"1999-03-26T03:30:00",3,26,4,5,"všední",0.5]
[2021,null,null,"1999-03-26T04:30:00",3,26,5,5,"všední",0.6]
[2022,null,null,"1999-03-26T05:30:00",3,26,6,5,"všední",1.2]
[2023,null,null,"1999-03-26T06:30:00",3,26,7,5,"všední",1.5]
[2024,null,null,"1999-03-26T07:30:00",3,26,8,5,"všední",1.9]
[2025,null,null,"1999-03-26T08:30:00",3,26,9,5,"všední",2.8]
[2026,null,null,"1999-03-26T09:30:00",3,26,10,5,"všední",3.9]
[2027,null,null,"1999-03-26T10:30:00",3,26,11,5,"všední",5.0999999999999996]
[2028,null,null,"1999-03-26T11:30:00",3,26,12,5,"všední",5.7]
[2029,null,null,"1999-03-26T12:30:00",3,26,13,5,"všední",5.4]
[2030,null,null,"1999-03-26T13:30:00",3,26,14,5,"všední",5.5]
[2031,null,null,"1999-03-26T14:30:00",3,26,15,5,"všední",5.2]
[2032,null,null,"1999-03-26T15:30:00",3,26,16,5,"všední",4.9000000000000004]
[2033,null,null,"1999-03-26T16:30:00",3,26,17,5,"všední",4.5999999999999996]
[2034,null,null,"1999-03-26T17:30:00",3,26,18,5,"všední",4.2]
[2035,null,null,"1999-03-26T18:30:00",3,26,19,5,"všední",3.9]
[2036,null,null,"1999-03-26T19:30:00",3,26,20,5,"všední",3.6]
[2037,null,null,"1999-03-26T20:30:00",3,26,21,5,"všední",2.6]
[2038,null,null,"1999-03-26T21:30:00",3,26,22,5,"všední",1.1000000000000001]
[2039,null,null,"1999-03-26T22:30:00",3,26,23,5,"všední",0.9]
[2040,null,null,"1999-03-26T23:30:00",3,26,24,5,"všední",0.7]
[2041,null,null,"1999-03-27T00:30:00",3,27,1,6,"víkend",0.5]
[2042,null,null,"1999-03-27T01:30:00",3,27,2,6,"víkend",0.5]
[2043,null,null,"1999-03-27T02:30:00",3,27,3,6,"víkend",0.5]
[2044,null,null,"1999-03-27T03:30:00",3,27,4,6,"víkend",0.5]
[2045,null,null,"1999-03-27T04:30:00",3,27,5,6,"víkend",0.6]
[2046,null,null,"1999-03-27T05:30:00",3,27,6,6,"víkend",0.7]
[2047,null,null,"1999-03-27T06:30:00",3,27,7,6,"víkend",0.7]
[2048,null,null,"1999-03-27T07:30:00",3,27,8,6,"víkend",0.7]
[2049,null,null,"1999-03-27T08:30:00",3,27,9,6,"víkend",0.7]
[2050,null,null,"1999-03-27T09:30:00",3,27,10,{"$f":"WEEKDAY(D2058-1)","v":6},{"$f":"IF(OR(E2058=7,E2058=8),\"prázdniny\",(IF(H2058=6,\"víkend\",IF(H2058=7,\"víkend\",IF(AND(E2058=1,F2058=1),\"prázdniny\",\"všední\")))))","v":"víkend"},1.1000000000000001]
[2051,null,null,{"$f":"D2058+1/24","v":"1999-03-27T10:30:00"},3,27,11,6,"víkend",1.1000000000000001]
[2052,null,null,"1999-03-27T11:30:00",3,27,12,6,"víkend",1.2]
[2053,null,null,"1999-03-27T12:30:00",3,27,13,6,"víkend",1.8]
[2054,null,null,"1999-03-27T13:30:00",3,27,14,6,"víkend",2.1]
[2055,null,null,"1999-03-27T14:30:00",3,27,15,6,"víkend",2.5]
[2056,null,null,"1999-03-27T15:30:00",3,27,16,6,"víkend",2.9]
[2057,null,null,"1999-03-27T16:30:00",3,27,17,6,"víkend",2.8]
[2058,null,null,"1999-03-27T17:30:00",3,27,18,6,"víkend",2.6]
[2059,null,null,"1999-03-27T18:30:00",3,27,19,6,"víkend",2.5]
[2060,null,null,"1999-03-27T19:30:00",3,27,20,6,"víkend",2.2000000000000002]
[2061,null,null,"1999-03-27T20:30:00",3,27,21,6,"víkend",2.1]
[2062,null,null,"1999-03-27T21:30:00",3,27,22,6,"víkend",1.7]
[2063,null,null,"1999-03-27T22:30:00",3,27,23,6,"víkend",1.8]
[2064,null,null,"1999-03-27T23:30:00",3,27,24,6,"víkend",1.9]
[2065,null,null,"1999-03-28T00:30:00",3,28,1,7,"víkend",2]
[2066,null,null,"1999-03-28T01:30:00",3,28,2,7,"víkend",1.8]
[2067,null,null,"1999-03-28T02:30:00",3,28,3,7,"víkend",1.7]
[2068,null,null,"1999-03-28T03:30:00",3,28,4,7,"víkend",1.5]
[2069,null,null,"1999-03-28T04:30:00",3,28,5,7,"víkend",1.3]
[2070,null,null,"1999-03-28T05:30:00",3,28,6,7,"víkend",1.3]
[2071,null,null,"1999-03-28T06:30:00",3,28,7,7,"víkend",1.6]
[2072,null,null,"1999-03-28T07:30:00",3,28,8,7,"víkend",0.6]
[2073,null,null,"1999-03-28T08:30:00",3,28,9,7,"víkend",1.2]
[2074,null,null,"1999-03-28T09:30:00",3,28,{"$f":"G2058","v":10},7,"víkend",1.1000000000000001]
[2075,null,null,"1999-03-28T10:30:00",3,28,11,7,"víkend",2.4]
[2076,null,null,"1999-03-28T11:30:00",3,28,12,7,"víkend",2.1]
[2077,null,null,"1999-03-28T12:30:00",3,28,13,7,"víkend",3]
[2078,null,null,"1999-03-28T13:30:00",3,28,14,7,"víkend",3.4]
[2079,null,null,"1999-03-28T14:30:00",3,28,15,7,"víkend",4.2]
[2080,null,null,"1999-03-28T15:30:00",3,28,16,7,"víkend",3.3]
[2081,null,null,"1999-03-28T16:30:00",3,28,17,7,"víkend",3.7]
[2082,null,null,"1999-03-28T17:30:00",3,28,18,7,"víkend",2.6]
[2083,null,null,"1999-03-28T18:30:00",3,28,19,7,"víkend",2.1]
[2084,null,null,"1999-03-28T19:30:00",3,28,20,7,"víkend",2]
[2085,null,null,"1999-03-28T20:30:00",3,28,21,7,"víkend",1.5]
[2086,null,null,"1999-03-28T21:30:00",3,28,22,7,"víkend",1]
[2087,null,null,"1999-03-28T22:30:00",3,28,23,7,"víkend",0.9]
[2088,null,null,"1999-03-28T23:30:00",3,28,24,7,"víkend",0.7]
[2089,null,null,"1999-03-29T00:30:00",3,29,1,1,"všední",0.6]
[2090,null,null,"1999-03-29T01:30:00",3,29,2,1,"všední",1.4]
[2091,null,null,"1999-03-29T02:30:00",3,29,3,1,"všední",0.1]
[2092,null,null,"1999-03-29T03:30:00",3,29,4,1,"všední",0]
[2093,null,null,"1999-03-29T04:30:00",3,29,5,1,"všední",-0.1]
[2094,null,null,"1999-03-29T05:30:00",3,29,6,1,"všední",-0.6]
[2095,null,null,"1999-03-29T06:30:00",3,29,7,1,"všední",-0.6]
[2096,null,null,"1999-03-29T07:30:00",3,29,8,1,"všední",-0.2]
[2097,null,null,"1999-03-29T08:30:00",3,29,9,1,"všední",0.5]
[2098,null,null,"1999-03-29T09:30:00",3,29,10,1,"všední",1.6]
[2099,null,null,"1999-03-29T10:30:00",3,29,11,1,"všední",0.7]
[2100,null,null,"1999-03-29T11:30:00",3,29,12,1,"všední",2.2000000000000002]
[2101,null,null,"1999-03-29T12:30:00",3,29,13,1,"všední",2.5]
[2102,null,null,"1999-03-29T13:30:00",3,29,14,1,"všední",3]
[2103,null,null,"1999-03-29T14:30:00",3,29,15,1,"všední",2.6]
[2104,null,null,"1999-03-29T15:30:00",3,29,16,1,"všední",2.6]
[2105,null,null,"1999-03-29T16:30:00",3,29,17,1,"všední",2.9]
[2106,null,null,"1999-03-29T17:30:00",3,29,18,1,"všední",2.7]
[2107,null,null,"1999-03-29T18:30:00",3,29,19,1,"všední",1.2]
[2108,null,null,"1999-03-29T19:30:00",3,29,20,1,"všední",0.2]
[2109,null,null,"1999-03-29T20:30:00",3,29,21,1,"všední",-0.4]
[2110,null,null,"1999-03-29T21:30:00",3,29,22,1,"všední",-0.7]
[2111,null,null,"1999-03-29T22:30:00",3,29,23,1,"všední",-1.2]
[2112,null,null,"1999-03-29T23:30:00",3,29,24,1,"všední",-1.7]
[2113,null,null,"1999-03-30T00:30:00",3,30,1,2,"všední",-2.2000000000000002]
[2114,null,null,"1999-03-30T01:30:00",3,30,2,{"$f":"WEEKDAY(D2122-1)","v":2},{"$f":"IF(OR(E2122=7,E2122=8),\"prázdniny\",(IF(H2122=6,\"víkend\",IF(H2122=7,\"víkend\",IF(AND(E2122=1,F2122=1),\"prázdniny\",\"všední\")))))","v":"všední"},1.4]
[2115,null,null,{"$f":"D2122+1/24","v":"1999-03-30T02:30:00"},3,30,3,2,"všední",-2.4]
[2116,null,null,"1999-03-30T03:30:00",3,30,4,2,"všední",-2.5]
[2117,null,null,"1999-03-30T04:30:00",3,30,5,2,"všední",-2.2000000000000002]
[2118,null,null,"1999-03-30T05:30:00",3,30,6,2,"všední",-1.9]
[2119,null,null,"1999-03-30T06:30:00",3,30,7,2,"všední",-1]
[2120,null,null,"1999-03-30T07:30:00",3,30,8,2,"všední",0.2]
[2121,null,null,"1999-03-30T08:30:00",3,30,9,2,"všední",1.2]
[2122,null,null,"1999-03-30T09:30:00",3,30,10,2,"všední",3.6]
[2123,null,null,"1999-03-30T10:30:00",3,30,11,2,"všední",5.0999999999999996]
[2124,null,null,"1999-03-30T11:30:00",3,30,12,2,"všední",6.7]
[2125,null,null,"1999-03-30T12:30:00",3,30,13,2,"všední",7.2]
[2126,null,null,"1999-03-30T13:30:00",3,30,14,2,"všední",8.6]
[2127,null,null,"1999-03-30T14:30:00",3,30,15,2,"všední",9.1]
[2128,null,null,"1999-03-30T15:30:00",3,30,16,2,"všední",8.8000000000000007]
[2129,null,null,"1999-03-30T16:30:00",3,30,17,2,"všední",8.6]
[2130,null,null,"1999-03-30T17:30:00",3,30,18,2,"všední",7.9]
[2131,null,null,"1999-03-30T18:30:00",3,30,19,2,"všední",7]
[2132,null,null,"1999-03-30T19:30:00",3,30,20,2,"všední",5.7]
[2133,null,null,"1999-03-30T20:30:00",3,30,21,2,"všední",4.7]
[2134,null,null,"1999-03-30T21:30:00",3,30,22,2,"všední",3.2]
[2135,null,null,"1999-03-30T22:30:00",3,30,23,2,"všední",2.6]
[2136,null,null,"1999-03-30T23:30:00",3,30,24,2,"všední",2]
[2137,null,null,"1999-03-31T00:30:00",3,31,1,3,"všední",1.4]
[2138,null,null,"1999-03-31T01:30:00",3,31,{"$f":"G2122","v":2},3,"všední",1.4]
[2139,null,null,"1999-03-31T02:30:00",3,31,3,3,"všední",1.3]
[2140,null,null,"1999-03-31T03:30:00",3,31,4,3,"všední",0.8]
[2141,null,null,"1999-03-31T04:30:00",3,31,5,3,"všední",0.6]
[2142,null,null,"1999-03-31T05:30:00",3,31,6,3,"všední",0.8]
[2143,null,null,"1999-03-31T06:30:00",3,31,7,3,"všední",1.6]
[2144,null,null,"1999-03-31T07:30:00",3,31,8,3,"všední",3.2]
[2145,null,null,"1999-03-31T08:30:00",3,31,9,3,"všední",4.5999999999999996]
[2146,null,null,"1999-03-31T09:30:00",3,31,10,3,"všední",7]
[2147,null,null,"1999-03-31T10:30:00",3,31,11,3,"všední",8.9]
[2148,null,null,"1999-03-31T11:30:00",3,31,12,3,"všední",9.6]
[2149,null,null,"1999-03-31T12:30:00",3,31,13,3,"všední",10.8]
[2150,null,null,"1999-03-31T13:30:00",3,31,14,3,"všední",11.1]
[2151,null,null,"1999-03-31T14:30:00",3,31,15,3,"všední",11.1]
[2152,null,null,"1999-03-31T15:30:00",3,31,16,3,"všední",11.8]
[2153,null,null,"1999-03-31T16:30:00",3,31,17,3,"všední",11.8]
[2154,null,null,"1999-03-31T17:30:00",3,31,18,3,"všední",11.2]
[2155,null,null,"1999-03-31T18:30:00",3,31,19,3,"všední",10]
[2156,null,null,"1999-03-31T19:30:00",3,31,20,3,"všední",9.3000000000000007]
[2157,null,null,"1999-03-31T20:30:00",3,31,21,3,"všední",8.6]
[2158,null,null,"1999-03-31T21:30:00",3,31,22,3,"všední",8.4]
[2159,null,null,"1999-03-31T22:30:00",3,31,23,3,"všední",7.6]
[2160,null,null,"1999-03-31T23:30:00",3,31,24,3,"všední",6.8]
[2161,null,null,"1999-04-01T00:30:00",4,1,1,4,"všední",9.6]
[2162,null,null,"1999-04-01T01:30:00",4,1,2,4,"všední",9.5]
[2163,null,null,"1999-04-01T02:30:00",4,1,3,4,"všední",9.3000000000000007]
[2164,null,null,"1999-04-01T03:30:00",4,1,4,4,"všední",8.8000000000000007]
[2165,null,null,"1999-04-01T04:30:00",4,1,5,4,"všední",9]
[2166,null,null,"1999-04-01T05:30:00",4,1,6,4,"všední",9.5]
[2167,null,null,"1999-04-01T06:30:00",4,1,7,4,"všední",9.6]
[2168,null,null,"1999-04-01T07:30:00",4,1,8,4,"všední",11.9]
[2169,null,null,"1999-04-01T08:30:00",4,1,9,4,"všední",13.8]
[2170,null,null,"1999-04-01T09:30:00",4,1,10,4,"všední",15.4]
[2171,null,null,"1999-04-01T10:30:00",4,1,11,4,"všední",15.6]
[2172,null,null,"1999-04-01T11:30:00",4,1,12,4,"všední",17]
[2173,null,null,"1999-04-01T12:30:00",4,1,13,4,"všední",18.8]
[2174,null,null,"1999-04-01T13:30:00",4,1,14,4,"všední",17.8]
[2175,null,null,"1999-04-01T14:30:00",4,1,15,4,"všední",14.9]
[2176,null,null,"1999-04-01T15:30:00",4,1,16,4,"všední",14.5]
[2177,null,null,"1999-04-01T16:30:00",4,1,17,4,"všední",13.1]
[2178,null,null,"1999-04-01T17:30:00",4,1,18,{"$f":"WEEKDAY(D2186-1)","v":4},{"$f":"IF(OR(E2186=7,E2186=8),\"prázdniny\",(IF(H2186=6,\"víkend\",IF(H2186=7,\"víkend\",IF(AND(E2186=1,F2186=1),\"prázdniny\",\"všední\")))))","v":"všední"},10.8]
[2179,null,null,{"$f":"D2186+1/24","v":"1999-04-01T18:30:00"},4,1,19,4,"všední",9.5]
[2180,null,null,"1999-04-01T19:30:00",4,1,20,4,"všední",8.9]
[2181,null,null,"1999-04-01T20:30:00",4,1,21,4,"všední",8.6]
[2182,null,null,"1999-04-01T21:30:00",4,1,22,4,"všední",8.5]
[2183,null,null,"1999-04-01T22:30:00",4,1,23,4,"všední",8.1999999999999993]
[2184,null,null,"1999-04-01T23:30:00",4,1,24,4,"všední",7.8]
[2185,null,null,"1999-04-02T00:30:00",4,2,1,5,"všední",7.5]
[2186,null,null,"1999-04-02T01:30:00",4,2,2,5,"všední",7.1]
[2187,null,null,"1999-04-02T02:30:00",4,2,3,5,"všední",6.7]
[2188,null,null,"1999-04-02T03:30:00",4,2,4,5,"všední",6.3]
[2189,null,null,"1999-04-02T04:30:00",4,2,5,5,"všední",6.1]
[2190,null,null,"1999-04-02T05:30:00",4,2,6,5,"všední",5.8]
[2191,null,null,"1999-04-02T06:30:00",4,2,7,5,"všední",5.8]
[2192,null,null,"1999-04-02T07:30:00",4,2,8,5,"všední",6.4]
[2193,null,null,"1999-04-02T08:30:00",4,2,9,5,"všední",7.1]
[2194,null,null,"1999-04-02T09:30:00",4,2,10,5,"všední",6.7]
[2195,null,null,"1999-04-02T10:30:00",4,2,11,5,"všední",7.6]
[2196,null,null,"1999-04-02T11:30:00",4,2,12,5,"všední",7.8]
[2197,null,null,"1999-04-02T12:30:00",4,2,13,5,"všední",9.3000000000000007]
[2198,null,null,"1999-04-02T13:30:00",4,2,14,5,"všední",9.1999999999999993]
[2199,null,null,"1999-04-02T14:30:00",4,2,15,5,"všední",9.3000000000000007]
[2200,null,null,"1999-04-02T15:30:00",4,2,16,5,"všední",8.6]
[2201,null,null,"1999-04-02T16:30:00",4,2,17,5,"všední",9.5]
[2202,null,null,"1999-04-02T17:30:00",4,2,{"$f":"G2186","v":18},5,"všední",8.6]
[2203,null,null,"1999-04-02T18:30:00",4,2,19,5,"všední",7.3]
[2204,null,null,"1999-04-02T19:30:00",4,2,20,5,"všední",6]
[2205,null,null,"1999-04-02T20:30:00",4,2,21,5,"všední",5.4]
[2206,null,null,"1999-04-02T21:30:00",4,2,22,5,"všední",4.5]
[2207,null,null,"1999-04-02T22:30:00",4,2,23,5,"všední",4]
[2208,null,null,"1999-04-02T23:30:00",4,2,24,5,"všední",3.6]
[2209,null,null,"1999-04-03T00:30:00",4,3,1,6,"víkend",3.1]
[2210,null,null,"1999-04-03T01:30:00",4,3,2,6,"víkend",2.2999999999999998]
[2211,null,null,"1999-04-03T02:30:00",4,3,3,6,"víkend",1.4]
[2212,null,null,"1999-04-03T03:30:00",4,3,4,6,"víkend",1.7]
[2213,null,null,"1999-04-03T04:30:00",4,3,5,6,"víkend",1.3]
[2214,null,null,"1999-04-03T05:30:00",4,3,6,6,"víkend",0.6]
[2215,null,null,"1999-04-03T06:30:00",4,3,7,6,"víkend",1.4]
[2216,null,null,"1999-04-03T07:30:00",4,3,8,6,"víkend",3.6]
[2217,null,null,"1999-04-03T08:30:00",4,3,9,6,"víkend",5.3]
[2218,null,null,"1999-04-03T09:30:00",4,3,10,6,"víkend",6.9]
[2219,null,null,"1999-04-03T10:30:00",4,3,11,6,"víkend",7.6]
[2220,null,null,"1999-04-03T11:30:00",4,3,12,6,"víkend",8.6999999999999993]
[2221,null,null,"1999-04-03T12:30:00",4,3,13,6,"víkend",6.4]
[2222,null,null,"1999-04-03T13:30:00",4,3,14,6,"víkend",6.5]
[2223,null,null,"1999-04-03T14:30:00",4,3,15,6,"víkend",5.6]
[2224,null,null,"1999-04-03T15:30:00",4,3,16,6,"víkend",5.0999999999999996]
[2225,null,null,"1999-04-03T16:30:00",4,3,17,6,"víkend",5.4]
[2226,null,null,"1999-04-03T17:30:00",4,3,18,6,"víkend",4.7]
[2227,null,null,"1999-04-03T18:30:00",4,3,19,6,"víkend",4]
[2228,null,null,"1999-04-03T19:30:00",4,3,20,6,"víkend",3]
[2229,null,null,"1999-04-03T20:30:00",4,3,21,6,"víkend",2.4]
[2230,null,null,"1999-04-03T21:30:00",4,3,22,6,"víkend",1.8]
[2231,null,null,"1999-04-03T22:30:00",4,3,23,6,"víkend",1.3]
[2232,null,null,"1999-04-03T23:30:00",4,3,24,6,"víkend",0.9]
[2233,null,null,"1999-04-04T00:30:00",4,4,1,7,"víkend",0.4]
[2234,null,null,"1999-04-04T01:30:00",4,4,2,7,"víkend",0.1]
[2235,null,null,"1999-04-04T02:30:00",4,4,3,7,"víkend",-0.2]
[2236,null,null,"1999-04-04T03:30:00",4,4,4,7,"víkend",-0.2]
[2237,null,null,"1999-04-04T04:30:00",4,4,5,7,"víkend",-0.7]
[2238,null,null,"1999-04-04T05:30:00",4,4,6,7,"víkend",-0.5]
[2239,null,null,"1999-04-04T06:30:00",4,4,7,7,"víkend",0.9]
[2240,null,null,"1999-04-04T07:30:00",4,4,8,7,"víkend",4.0999999999999996]
[2241,null,null,"1999-04-04T08:30:00",4,4,9,7,"víkend",5.8]
[2242,null,null,"1999-04-04T09:30:00",4,4,10,{"$f":"WEEKDAY(D2250-1)","v":7},{"$f":"IF(OR(E2250=7,E2250=8),\"prázdniny\",(IF(H2250=6,\"víkend\",IF(H2250=7,\"víkend\",IF(AND(E2250=1,F2250=1),\"prázdniny\",\"všední\")))))","v":"víkend"},9.1999999999999993]
[2243,null,null,{"$f":"D2250+1/24","v":"1999-04-04T10:30:00"},4,4,11,7,"víkend",9.6999999999999993]
[2244,null,null,"1999-04-04T11:30:00",4,4,12,7,"víkend",12.3]
[2245,null,null,"1999-04-04T12:30:00",4,4,13,7,"víkend",12]
[2246,null,null,"1999-04-04T13:30:00",4,4,14,7,"víkend",13.6]
[2247,null,null,"1999-04-04T14:30:00",4,4,15,7,"víkend",12.4]
[2248,null,null,"1999-04-04T15:30:00",4,4,16,7,"víkend",12.3]
[2249,null,null,"1999-04-04T16:30:00",4,4,17,7,"víkend",10.6]
[2250,null,null,"1999-04-04T17:30:00",4,4,18,7,"víkend",10]
[2251,null,null,"1999-04-04T18:30:00",4,4,19,7,"víkend",9.6]
[2252,null,null,"1999-04-04T19:30:00",4,4,20,7,"víkend",8.6999999999999993]
[2253,null,null,"1999-04-04T20:30:00",4,4,21,7,"víkend",8.1999999999999993]
[2254,null,null,"1999-04-04T21:30:00",4,4,22,7,"víkend",7.9]
[2255,null,null,"1999-04-04T22:30:00",4,4,23,7,"víkend",7.6]
[2256,null,null,"1999-04-04T23:30:00",4,4,24,7,"víkend",7.2]
[2257,null,null,"1999-04-05T00:30:00",4,5,1,1,"všední",6.9]
[2258,null,null,"1999-04-05T01:30:00",4,5,2,1,"všední",6.1]
[2259,null,null,"1999-04-05T02:30:00",4,5,3,1,"všední",5.2]
[2260,null,null,"1999-04-05T03:30:00",4,5,4,1,"všední",4.2]
[2261,null,null,"1999-04-05T04:30:00",4,5,5,1,"všední",3.7]
[2262,null,null,"1999-04-05T05:30:00",4,5,6,1,"všední",3.4]
[2263,null,null,"1999-04-05T06:30:00",4,5,7,1,"všední",3.6]
[2264,null,null,"1999-04-05T07:30:00",4,5,8,1,"všední",3.8]
[2265,null,null,"1999-04-05T08:30:00",4,5,9,1,"všední",4.2]
[2266,null,null,"1999-04-05T09:30:00",4,5,{"$f":"G2250","v":10},1,"všední",6]
[2267,null,null,"1999-04-05T10:30:00",4,5,11,1,"všední",6.3]
[2268,null,null,"1999-04-05T11:30:00",4,5,12,1,"všední",7.3]
[2269,null,null,"1999-04-05T12:30:00",4,5,13,1,"všední",7]
[2270,null,null,"1999-04-05T13:30:00",4,5,14,1,"všední",8.5]
[2271,null,null,"1999-04-05T14:30:00",4,5,15,1,"všední",8.4]
[2272,null,null,"1999-04-05T15:30:00",4,5,16,1,"všední",8.1999999999999993]
[2273,null,null,"1999-04-05T16:30:00",4,5,17,1,"všední",7.7]
[2274,null,null,"1999-04-05T17:30:00",4,5,18,1,"všední",7.9]
[2275,null,null,"1999-04-05T18:30:00",4,5,19,1,"všední",6]
[2276,null,null,"1999-04-05T19:30:00",4,5,20,1,"všední",4.5]
[2277,null,null,"1999-04-05T20:30:00",4,5,21,1,"všední",4.3]
[2278,null,null,"1999-04-05T21:30:00",4,5,22,1,"všední",1.5]
[2279,null,null,"1999-04-05T22:30:00",4,5,23,1,"všední",0.8]
[2280,null,null,"1999-04-05T23:30:00",4,5,24,1,"všední",0.2]
[2281,null,null,"1999-04-06T00:30:00",4,6,1,2,"všední",-0.5]
[2282,null,null,"1999-04-06T01:30:00",4,6,2,2,"všední",-1.1000000000000001]
[2283,null,null,"1999-04-06T02:30:00",4,6,3,2,"všední",-1.7]
[2284,null,null,"1999-04-06T03:30:00",4,6,4,2,"všední",-1.3]
[2285,null,null,"1999-04-06T04:30:00",4,6,5,2,"všední",-2.2000000000000002]
[2286,null,null,"1999-04-06T05:30:00",4,6,6,2,"všední",-2.2000000000000002]
[2287,null,null,"1999-04-06T06:30:00",4,6,7,2,"všední",-1.6]
[2288,null,null,"1999-04-06T07:30:00",4,6,8,2,"všední",0]
[2289,null,null,"1999-04-06T08:30:00",4,6,9,2,"všední",2.1]
[2290,null,null,"1999-04-06T09:30:00",4,6,10,2,"všední",4]
[2291,null,null,"1999-04-06T10:30:00",4,6,11,2,"všední",6.3]
[2292,null,null,"1999-04-06T11:30:00",4,6,12,2,"všední",8.1]
[2293,null,null,"1999-04-06T12:30:00",4,6,13,2,"všední",8.5]
[2294,null,null,"1999-04-06T13:30:00",4,6,14,2,"všední",8.1999999999999993]
[2295,null,null,"1999-04-06T14:30:00",4,6,15,2,"všední",8.5]
[2296,null,null,"1999-04-06T15:30:00",4,6,16,2,"všední",8.9]
[2297,null,null,"1999-04-06T16:30:00",4,6,17,2,"všední",8.4]
[2298,null,null,"1999-04-06T17:30:00",4,6,18,2,"všední",7.8]
[2299,null,null,"1999-04-06T18:30:00",4,6,19,2,"všední",6.8]
[2300,null,null,"1999-04-06T19:30:00",4,6,20,2,"všední",5.9]
[2301,null,null,"1999-04-06T20:30:00",4,6,21,2,"všední",4.9000000000000004]
[2302,null,null,"1999-04-06T21:30:00",4,6,22,2,"všední",4.0999999999999996]
[2303,null,null,"1999-04-06T22:30:00",4,6,23,2,"všední",3.3]
[2304,null,null,"1999-04-06T23:30:00",4,6,24,2,"všední",2.5]
[2305,null,null,"1999-04-07T00:30:00",4,7,1,3,"všední",1.7]
[2306,null,null,"1999-04-07T01:30:00",4,7,2,{"$f":"WEEKDAY(D2314-1)","v":3},{"$f":"IF(OR(E2314=7,E2314=8),\"prázdniny\",(IF(H2314=6,\"víkend\",IF(H2314=7,\"víkend\",IF(AND(E2314=1,F2314=1),\"prázdniny\",\"všední\")))))","v":"všední"},1.5]
[2307,null,null,{"$f":"D2314+1/24","v":"1999-04-07T02:30:00"},4,7,3,3,"všední",1.3]
[2308,null,null,"1999-04-07T03:30:00",4,7,4,3,"všední",0.5]
[2309,null,null,"1999-04-07T04:30:00",4,7,5,3,"všední",0.6]
[2310,null,null,"1999-04-07T05:30:00",4,7,6,3,"všední",0.5]
[2311,null,null,"1999-04-07T06:30:00",4,7,7,3,"všední",2.2000000000000002]
[2312,null,null,"1999-04-07T07:30:00",4,7,8,3,"všední",5]
[2313,null,null,"1999-04-07T08:30:00",4,7,9,3,"všední",5.3]
[2314,null,null,"1999-04-07T09:30:00",4,7,10,3,"všední",6.5]
[2315,null,null,"1999-04-07T10:30:00",4,7,11,3,"všední",7.8]
[2316,null,null,"1999-04-07T11:30:00",4,7,12,3,"všední",7.1]
[2317,null,null,"1999-04-07T12:30:00",4,7,13,3,"všední",9.1999999999999993]
[2318,null,null,"1999-04-07T13:30:00",4,7,14,3,"všední",9.9]
[2319,null,null,"1999-04-07T14:30:00",4,7,15,3,"všední",8.4]
[2320,null,null,"1999-04-07T15:30:00",4,7,16,3,"všední",9.1999999999999993]
[2321,null,null,"1999-04-07T16:30:00",4,7,17,3,"všední",9]
[2322,null,null,"1999-04-07T17:30:00",4,7,18,3,"všední",8.8000000000000007]
[2323,null,null,"1999-04-07T18:30:00",4,7,19,3,"všední",7.2]
[2324,null,null,"1999-04-07T19:30:00",4,7,20,3,"všední",6.1]
[2325,null,null,"1999-04-07T20:30:00",4,7,21,3,"všední",5.4]
[2326,null,null,"1999-04-07T21:30:00",4,7,22,3,"všední",4.5]
[2327,null,null,"1999-04-07T22:30:00",4,7,23,3,"všední",3.4]
[2328,null,null,"1999-04-07T23:30:00",4,7,24,3,"všední",2.2000000000000002]
[2329,null,null,"1999-04-08T00:30:00",4,8,1,4,"všední",1.1000000000000001]
[2330,null,null,"1999-04-08T01:30:00",4,8,{"$f":"G2314","v":2},4,"všední",0.4]
[2331,null,null,"1999-04-08T02:30:00",4,8,3,4,"všední",-0.4]
[2332,null,null,"1999-04-08T03:30:00",4,8,4,4,"všední",-1.4]
[2333,null,null,"1999-04-08T04:30:00",4,8,5,4,"všední",-2]
[2334,null,null,"1999-04-08T05:30:00",4,8,6,4,"všední",-2.1]
[2335,null,null,"1999-04-08T06:30:00",4,8,7,4,"všední",0]
[2336,null,null,"1999-04-08T07:30:00",4,8,8,4,"všední",3]
[2337,null,null,"1999-04-08T08:30:00",4,8,9,4,"všední",6.1]
[2338,null,null,"1999-04-08T09:30:00",4,8,10,4,"všední",9.1]
[2339,null,null,"1999-04-08T10:30:00",4,8,11,4,"všední",11]
[2340,null,null,"1999-04-08T11:30:00",4,8,12,4,"všední",11.9]
[2341,null,null,"1999-04-08T12:30:00",4,8,13,4,"všední",12.3]
[2342,null,null,"1999-04-08T13:30:00",4,8,14,4,"všední",12.8]
[2343,null,null,"1999-04-08T14:30:00",4,8,15,4,"všední",11.7]
[2344,null,null,"1999-04-08T15:30:00",4,8,16,4,"všední",11.6]
[2345,null,null,"1999-04-08T16:30:00",4,8,17,4,"všední",11.3]
[2346,null,null,"1999-04-08T17:30:00",4,8,18,4,"všední",10.7]
[2347,null,null,"1999-04-08T18:30:00",4,8,19,4,"všední",9]
[2348,null,null,"1999-04-08T19:30:00",4,8,20,4,"všední",7.7]
[2349,null,null,"1999-04-08T20:30:00",4,8,21,4,"všední",6.9]
[2350,null,null,"1999-04-08T21:30:00",4,8,22,4,"všední",6.1]
[2351,null,null,"1999-04-08T22:30:00",4,8,23,4,"všední",5.5]
[2352,null,null,"1999-04-08T23:30:00",4,8,24,4,"všední",4.8]
[2353,null,null,"1999-04-09T00:30:00",4,9,1,5,"všední",4.2]
[2354,null,null,"1999-04-09T01:30:00",4,9,2,5,"všední",3.5]
[2355,null,null,"1999-04-09T02:30:00",4,9,3,5,"všední",2.8]
[2356,null,null,"1999-04-09T03:30:00",4,9,4,5,"všední",2.6]
[2357,null,null,"1999-04-09T04:30:00",4,9,5,5,"všední",2.2999999999999998]
[2358,null,null,"1999-04-09T05:30:00",4,9,6,5,"všední",1.4]
[2359,null,null,"1999-04-09T06:30:00",4,9,7,5,"všední",2.8]
[2360,null,null,"1999-04-09T07:30:00",4,9,8,5,"všední",6.1]
[2361,null,null,"1999-04-09T08:30:00",4,9,9,5,"všední",8.5]
[2362,null,null,"1999-04-09T09:30:00",4,9,10,5,"všední",10.4]
[2363,null,null,"1999-04-09T10:30:00",4,9,11,5,"všední",11.5]
[2364,null,null,"1999-04-09T11:30:00",4,9,12,5,"všední",10.8]
[2365,null,null,"1999-04-09T12:30:00",4,9,13,5,"všední",10.5]
[2366,null,null,"1999-04-09T13:30:00",4,9,14,5,"všední",11.1]
[2367,null,null,"1999-04-09T14:30:00",4,9,15,5,"všední",10.9]
[2368,null,null,"1999-04-09T15:30:00",4,9,16,5,"všední",10]
[2369,null,null,"1999-04-09T16:30:00",4,9,17,5,"všední",8.1999999999999993]
[2370,null,null,"1999-04-09T17:30:00",4,9,18,{"$f":"WEEKDAY(D2378-1)","v":5},{"$f":"IF(OR(E2378=7,E2378=8),\"prázdniny\",(IF(H2378=6,\"víkend\",IF(H2378=7,\"víkend\",IF(AND(E2378=1,F2378=1),\"prázdniny\",\"všední\")))))","v":"všední"},5.4]
[2371,null,null,{"$f":"D2378+1/24","v":"1999-04-09T18:30:00"},4,9,19,5,"všední",4.8]
[2372,null,null,"1999-04-09T19:30:00",4,9,20,5,"všední",4.8]
[2373,null,null,"1999-04-09T20:30:00",4,9,21,5,"všední",4.3]
[2374,null,null,"1999-04-09T21:30:00",4,9,22,5,"všední",3.9]
[2375,null,null,"1999-04-09T22:30:00",4,9,23,5,"všední",3.8]
[2376,null,null,"1999-04-09T23:30:00",4,9,24,5,"všední",3.6]
[2377,null,null,"1999-04-10T00:30:00",4,10,1,6,"víkend",3.5]
[2378,null,null,"1999-04-10T01:30:00",4,10,2,6,"víkend",3.3]
[2379,null,null,"1999-04-10T02:30:00",4,10,3,6,"víkend",3.1]
[2380,null,null,"1999-04-10T03:30:00",4,10,4,6,"víkend",2.8]
[2381,null,null,"1999-04-10T04:30:00",4,10,5,6,"víkend",2.6]
[2382,null,null,"1999-04-10T05:30:00",4,10,6,6,"víkend",2.2999999999999998]
[2383,null,null,"1999-04-10T06:30:00",4,10,7,6,"víkend",2.5]
[2384,null,null,"1999-04-10T07:30:00",4,10,8,6,"víkend",0.7]
[2385,null,null,"1999-04-10T08:30:00",4,10,9,6,"víkend",0.5]
[2386,null,null,"1999-04-10T09:30:00",4,10,10,6,"víkend",0.7]
[2387,null,null,"1999-04-10T10:30:00",4,10,11,6,"víkend",1.5]
[2388,null,null,"1999-04-10T11:30:00",4,10,12,6,"víkend",1.5]
[2389,null,null,"1999-04-10T12:29:59.999",4,10,13,6,"víkend",2]
[2390,null,null,"1999-04-10T13:29:59.999",4,10,14,6,"víkend",2.2999999999999998]
[2391,null,null,"1999-04-10T14:29:59.999",4,10,15,6,"víkend",3.1]
[2392,null,null,"1999-04-10T15:29:59.999",4,10,16,6,"víkend",3.2]
[2393,null,null,"1999-04-10T16:29:59.999",4,10,17,6,"víkend",3.4]
[2394,null,null,"1999-04-10T17:29:59.999",4,10,{"$f":"G2378","v":18},6,"víkend",3.4]
[2395,null,null,"1999-04-10T18:29:59.999",4,10,19,6,"víkend",3]
[2396,null,null,"1999-04-10T19:29:59.999",4,10,20,6,"víkend",2.5]
[2397,null,null,"1999-04-10T20:29:59.999",4,10,21,6,"víkend",2.2999999999999998]
[2398,null,null,"1999-04-10T21:29:59.999",4,10,22,6,"víkend",1.4]
[2399,null,null,"1999-04-10T22:29:59.999",4,10,23,6,"víkend",1.1000000000000001]
[2400,null,null,"1999-04-10T23:29:59.999",4,10,24,6,"víkend",0.9]
[2401,null,null,"1999-04-11T00:29:59.999",4,11,1,7,"víkend",0.6]
[2402,null,null,"1999-04-11T01:29:59.999",4,11,2,7,"víkend",0]
[2403,null,null,"1999-04-11T02:29:59.999",4,11,3,7,"víkend",-0.6]
[2404,null,null,"1999-04-11T03:29:59.999",4,11,4,7,"víkend",-0.7]
[2405,null,null,"1999-04-11T04:29:59.999",4,11,5,7,"víkend",-0.6]
[2406,null,null,"1999-04-11T05:29:59.999",4,11,6,7,"víkend",0.6]
[2407,null,null,"1999-04-11T06:29:59.999",4,11,7,7,"víkend",1.1000000000000001]
[2408,null,null,"1999-04-11T07:29:59.999",4,11,8,7,"víkend",2.1]
[2409,null,null,"1999-04-11T08:29:59.999",4,11,9,7,"víkend",2.1]
[2410,null,null,"1999-04-11T09:29:59.999",4,11,10,7,"víkend",1.2]
[2411,null,null,"1999-04-11T10:29:59.999",4,11,11,7,"víkend",0.8]
[2412,null,null,"1999-04-11T11:29:59.999",4,11,12,7,"víkend",1.8]
[2413,null,null,"1999-04-11T12:29:59.999",4,11,13,7,"víkend",3.2]
[2414,null,null,"1999-04-11T13:29:59.999",4,11,14,7,"víkend",4.0999999999999996]
[2415,null,null,"1999-04-11T14:29:59.999",4,11,15,7,"víkend",5.0999999999999996]
[2416,null,null,"1999-04-11T15:29:59.999",4,11,16,7,"víkend",6.5]
[2417,null,null,"1999-04-11T16:29:59.999",4,11,17,7,"víkend",6.6]
[2418,null,null,"1999-04-11T17:29:59.999",4,11,18,7,"víkend",4.9000000000000004]
[2419,null,null,"1999-04-11T18:29:59.999",4,11,19,7,"víkend",3.2]
[2420,null,null,"1999-04-11T19:29:59.999",4,11,20,7,"víkend",2]
[2421,null,null,"1999-04-11T20:29:59.999",4,11,21,7,"víkend",1.6]
[2422,null,null,"1999-04-11T21:29:59.999",4,11,22,7,"víkend",1.4]
[2423,null,null,"1999-04-11T22:29:59.999",4,11,23,7,"víkend",1.1000000000000001]
[2424,null,null,"1999-04-11T23:29:59.999",4,11,24,7,"víkend",0.8]
[2425,null,null,"1999-04-12T00:29:59.999",4,12,1,1,"všední",0.5]
[2426,null,null,"1999-04-12T01:29:59.999",4,12,2,1,"všední",0]
[2427,null,null,"1999-04-12T02:29:59.999",4,12,3,1,"všední",-0.5]
[2428,null,null,"1999-04-12T03:29:59.999",4,12,4,1,"všední",-0.6]
[2429,null,null,"1999-04-12T04:29:59.999",4,12,5,1,"všední",-0.5]
[2430,null,null,"1999-04-12T05:29:59.999",4,12,6,1,"všední",-0.2]
[2431,null,null,"1999-04-12T06:29:59.999",4,12,7,1,"všední",0.1]
[2432,null,null,"1999-04-12T07:29:59.999",4,12,8,1,"všední",1.9]
[2433,null,null,"1999-04-12T08:29:59.999",4,12,9,1,"všední",2.6]
[2434,null,null,"1999-04-12T09:29:59.999",4,12,10,{"$f":"WEEKDAY(D2442-1)","v":1},{"$f":"IF(OR(E2442=7,E2442=8),\"prázdniny\",(IF(H2442=6,\"víkend\",IF(H2442=7,\"víkend\",IF(AND(E2442=1,F2442=1),\"prázdniny\",\"všední\")))))","v":"všední"},3.9]
[2435,null,null,{"$f":"D2442+1/24","v":"1999-04-12T10:29:59.999"},4,12,11,1,"všední",4.7]
[2436,null,null,"1999-04-12T11:29:59.999",4,12,12,1,"všední",5.5]
[2437,null,null,"1999-04-12T12:29:59.999",4,12,13,1,"všední",6.1]
[2438,null,null,"1999-04-12T13:29:59.999",4,12,14,1,"všední",7.6]
[2439,null,null,"1999-04-12T14:29:59.999",4,12,15,1,"všední",8.1999999999999993]
[2440,null,null,"1999-04-12T15:29:59.999",4,12,16,1,"všední",8.8000000000000007]
[2441,null,null,"1999-04-12T16:29:59.999",4,12,17,1,"všední",8.5]
[2442,null,null,"1999-04-12T17:29:59.999",4,12,18,1,"všední",6.4]
[2443,null,null,"1999-04-12T18:29:59.999",4,12,19,1,"všední",5]
[2444,null,null,"1999-04-12T19:29:59.999",4,12,20,1,"všední",4.5999999999999996]
[2445,null,null,"1999-04-12T20:29:59.999",4,12,21,1,"všední",2.8]
[2446,null,null,"1999-04-12T21:29:59.999",4,12,22,1,"všední",2.2999999999999998]
[2447,null,null,"1999-04-12T22:29:59.999",4,12,23,1,"všední",2.5]
[2448,null,null,"1999-04-12T23:29:59.999",4,12,24,1,"všední",2.8]
[2449,null,null,"1999-04-13T00:29:59.999",4,13,1,2,"všední",3]
[2450,null,null,"1999-04-13T01:29:59.999",4,13,2,2,"všední",2.9]
[2451,null,null,"1999-04-13T02:29:59.999",4,13,3,2,"všední",2.8]
[2452,null,null,"1999-04-13T03:29:59.999",4,13,4,2,"všední",3]
[2453,null,null,"1999-04-13T04:29:59.999",4,13,5,2,"všední",2.4]
[2454,null,null,"1999-04-13T05:29:59.999",4,13,6,2,"všední",2.5]
[2455,null,null,"1999-04-13T06:29:59.999",4,13,7,2,"všední",2.7]
[2456,null,null,"1999-04-13T07:29:59.999",4,13,8,2,"všední",2.9]
[2457,null,null,"1999-04-13T08:29:59.999",4,13,9,2,"všední",3]
[2458,null,null,"1999-04-13T09:29:59.999",4,13,{"$f":"G2442","v":10},2,"všední",3.8]
[2459,null,null,"1999-04-13T10:29:59.999",4,13,11,2,"všední",4.4000000000000004]
[2460,null,null,"1999-04-13T11:29:59.999",4,13,12,2,"všední",4.5999999999999996]
[2461,null,null,"1999-04-13T12:29:59.999",4,13,13,2,"všední",4.9000000000000004]
[2462,null,null,"1999-04-13T13:29:59.999",4,13,14,2,"všední",5.0999999999999996]
[2463,null,null,"1999-04-13T14:29:59.999",4,13,15,2,"všední",5.2]
[2464,null,null,"1999-04-13T15:29:59.999",4,13,16,2,"všední",5.0999999999999996]
[2465,null,null,"1999-04-13T16:29:59.999",4,13,17,2,"všední",5.2]
[2466,null,null,"1999-04-13T17:29:59.999",4,13,18,2,"všední",5]
[2467,null,null,"1999-04-13T18:29:59.999",4,13,19,2,"všední",4.7]
[2468,null,null,"1999-04-13T19:29:59.999",4,13,20,2,"všední",4.4000000000000004]
[2469,null,null,"1999-04-13T20:29:59.999",4,13,21,2,"všední",4.4000000000000004]
[2470,null,null,"1999-04-13T21:29:59.999",4,13,22,2,"všední",4]
[2471,null,null,"1999-04-13T22:29:59.999",4,13,23,2,"všední",3.9]
[2472,null,null,"1999-04-13T23:29:59.999",4,13,24,2,"všední",3.9]
[2473,null,null,"1999-04-14T00:29:59.999",4,14,1,3,"všední",3.8]
[2474,null,null,"1999-04-14T01:29:59.999",4,14,2,3,"všední",4.0999999999999996]
[2475,null,null,"1999-04-14T02:29:59.999",4,14,3,3,"všední",4.4000000000000004]
[2476,null,null,"1999-04-14T03:29:59.999",4,14,4,3,"všední",4.7]
[2477,null,null,"1999-04-14T04:29:59.999",4,14,5,3,"všední",4.9000000000000004]
[2478,null,null,"1999-04-14T05:29:59.999",4,14,6,3,"všední",4.4000000000000004]
[2479,null,null,"1999-04-14T06:29:59.999",4,14,7,3,"všední",4.3]
[2480,null,null,"1999-04-14T07:29:59.999",4,14,8,3,"všední",4]
[2481,null,null,"1999-04-14T08:29:59.999",4,14,9,3,"všední",4.0999999999999996]
[2482,null,null,"1999-04-14T09:29:59.999",4,14,10,3,"všední",5.3]
[2483,null,null,"1999-04-14T10:29:59.999",4,14,11,3,"všední",5.6]
[2484,null,null,"1999-04-14T11:29:59.999",4,14,12,3,"všední",5.7]
[2485,null,null,"1999-04-14T12:29:59.999",4,14,13,3,"všední",6.1]
[2486,null,null,"1999-04-14T13:29:59.999",4,14,14,3,"všední",5.7]
[2487,null,null,"1999-04-14T14:29:59.999",4,14,15,3,"všední",6.4]
[2488,null,null,"1999-04-14T15:29:59.999",4,14,16,3,"všední",7.1]
[2489,null,null,"1999-04-14T16:29:59.999",4,14,17,3,"všední",7.7]
[2490,null,null,"1999-04-14T17:29:59.999",4,14,18,3,"všední",7.1]
[2491,null,null,"1999-04-14T18:29:59.999",4,14,19,3,"všední",6.6]
[2492,null,null,"1999-04-14T19:29:59.999",4,14,20,3,"všední",6]
[2493,null,null,"1999-04-14T20:29:59.999",4,14,21,3,"všední",4.5]
[2494,null,null,"1999-04-14T21:29:59.999",4,14,22,3,"všední",3.2]
[2495,null,null,"1999-04-14T22:29:59.999",4,14,23,3,"všední",2.4]
[2496,null,null,"1999-04-14T23:29:59.999",4,14,24,3,"všední",1.5]
[2497,null,null,"1999-04-15T00:29:59.999",4,15,1,4,"všední",0.7]
[2498,null,null,"1999-04-15T01:29:59.999",4,15,2,{"$f":"WEEKDAY(D2506-1)","v":4},{"$f":"IF(OR(E2506=7,E2506=8),\"prázdniny\",(IF(H2506=6,\"víkend\",IF(H2506=7,\"víkend\",IF(AND(E2506=1,F2506=1),\"prázdniny\",\"všední\")))))","v":"všední"},0.5]
[2499,null,null,{"$f":"D2506+1/24","v":"1999-04-15T02:29:59.999"},4,15,3,4,"všední",0.2]
[2500,null,null,"1999-04-15T03:29:59.999",4,15,4,4,"všední",0.5]
[2501,null,null,"1999-04-15T04:29:59.999",4,15,5,4,"všední",0.7]
[2502,null,null,"1999-04-15T05:29:59.999",4,15,6,4,"všední",1]
[2503,null,null,"1999-04-15T06:29:59.999",4,15,7,4,"všední",2.2000000000000002]
[2504,null,null,"1999-04-15T07:29:59.999",4,15,8,4,"všední",3.1]
[2505,null,null,"1999-04-15T08:29:59.999",4,15,9,4,"všední",4.5999999999999996]
[2506,null,null,"1999-04-15T09:29:59.999",4,15,10,4,"všední",5.7]
[2507,null,null,"1999-04-15T10:29:59.999",4,15,11,4,"všední",6.5]
[2508,null,null,"1999-04-15T11:29:59.999",4,15,12,4,"všední",7.7]
[2509,null,null,"1999-04-15T12:29:59.999",4,15,13,4,"všední",8.1]
[2510,null,null,"1999-04-15T13:29:59.999",4,15,14,4,"všední",8.8000000000000007]
[2511,null,null,"1999-04-15T14:29:59.999",4,15,15,4,"všední",9]
[2512,null,null,"1999-04-15T15:29:59.999",4,15,16,4,"všední",9.6]
[2513,null,null,"1999-04-15T16:29:59.999",4,15,17,4,"všední",10]
[2514,null,null,"1999-04-15T17:29:59.999",4,15,18,4,"všední",9.6]
[2515,null,null,"1999-04-15T18:29:59.999",4,15,19,4,"všední",8.8000000000000007]
[2516,null,null,"1999-04-15T19:29:59.999",4,15,20,4,"všední",8.6]
[2517,null,null,"1999-04-15T20:29:59.999",4,15,21,4,"všední",8.4]
[2518,null,null,"1999-04-15T21:29:59.999",4,15,22,4,"všední",7.8]
[2519,null,null,"1999-04-15T22:29:59.999",4,15,23,4,"všední",7]
[2520,null,null,"1999-04-15T23:29:59.999",4,15,24,4,"všední",6.1]
[2521,null,null,"1999-04-16T00:29:59.999",4,16,1,5,"všední",5.3]
[2522,null,null,"1999-04-16T01:29:59.999",4,16,{"$f":"G2506","v":2},5,"všední",5.3]
[2523,null,null,"1999-04-16T02:29:59.999",4,16,3,5,"všední",5.3]
[2524,null,null,"1999-04-16T03:29:59.999",4,16,4,5,"všední",4.5999999999999996]
[2525,null,null,"1999-04-16T04:29:59.999",4,16,5,5,"všední",4.7]
[2526,null,null,"1999-04-16T05:29:59.999",4,16,6,5,"všední",4.3]
[2527,null,null,"1999-04-16T06:29:59.999",4,16,7,5,"všední",4.8]
[2528,null,null,"1999-04-16T07:29:59.999",4,16,8,5,"všední",6.4]
[2529,null,null,"1999-04-16T08:29:59.999",4,16,9,5,"všední",7.9]
[2530,null,null,"1999-04-16T09:29:59.999",4,16,10,5,"všední",9.1]
[2531,null,null,"1999-04-16T10:29:59.999",4,16,11,5,"všední",10.6]
[2532,null,null,"1999-04-16T11:29:59.999",4,16,12,5,"všední",12.8]
[2533,null,null,"1999-04-16T12:29:59.999",4,16,13,5,"všední",14.3]
[2534,null,null,"1999-04-16T13:29:59.999",4,16,14,5,"všední",15.4]
[2535,null,null,"1999-04-16T14:29:59.999",4,16,15,5,"všední",15.4]
[2536,null,null,"1999-04-16T15:29:59.999",4,16,16,5,"všední",15.9]
[2537,null,null,"1999-04-16T16:29:59.999",4,16,17,5,"všední",14.4]
[2538,null,null,"1999-04-16T17:29:59.999",4,16,18,5,"všední",12.9]
[2539,null,null,"1999-04-16T18:29:59.999",4,16,19,5,"všední",11.4]
[2540,null,null,"1999-04-16T19:29:59.999",4,16,20,5,"všední",10.5]
[2541,null,null,"1999-04-16T20:29:59.999",4,16,21,5,"všední",9.8000000000000007]
[2542,null,null,"1999-04-16T21:29:59.999",4,16,22,5,"všední",9.3000000000000007]
[2543,null,null,"1999-04-16T22:29:59.999",4,16,23,5,"všední",9.1]
[2544,null,null,"1999-04-16T23:29:59.999",4,16,24,5,"všední",9]
[2545,null,null,"1999-04-17T00:29:59.999",4,17,1,6,"víkend",8.8000000000000007]
[2546,null,null,"1999-04-17T01:29:59.999",4,17,2,6,"víkend",8.6999999999999993]
[2547,null,null,"1999-04-17T02:29:59.999",4,17,3,6,"víkend",8.6]
[2548,null,null,"1999-04-17T03:29:59.999",4,17,4,6,"víkend",8.4]
[2549,null,null,"1999-04-17T04:29:59.999",4,17,5,6,"víkend",8.1999999999999993]
[2550,null,null,"1999-04-17T05:29:59.999",4,17,6,6,"víkend",8.1999999999999993]
[2551,null,null,"1999-04-17T06:29:59.999",4,17,7,6,"víkend",8.3000000000000007]
[2552,null,null,"1999-04-17T07:29:59.999",4,17,8,6,"víkend",8.3000000000000007]
[2553,null,null,"1999-04-17T08:29:59.999",4,17,9,6,"víkend",8.5]
[2554,null,null,"1999-04-17T09:29:59.999",4,17,10,6,"víkend",8.9]
[2555,null,null,"1999-04-17T10:29:59.999",4,17,11,6,"víkend",9.1]
[2556,null,null,"1999-04-17T11:29:59.999",4,17,12,6,"víkend",9.4]
[2557,null,null,"1999-04-17T12:29:59.999",4,17,13,6,"víkend",9.6999999999999993]
[2558,null,null,"1999-04-17T13:29:59.999",4,17,14,6,"víkend",9.4]
[2559,null,null,"1999-04-17T14:29:59.999",4,17,15,6,"víkend",8.8000000000000007]
[2560,null,null,"1999-04-17T15:29:59.999",4,17,16,6,"víkend",8.1999999999999993]
[2561,null,null,"1999-04-17T16:29:59.999",4,17,17,6,"víkend",7.7]
[2562,null,null,"1999-04-17T17:29:59.999",4,17,18,{"$f":"WEEKDAY(D2570-1)","v":6},{"$f":"IF(OR(E2570=7,E2570=8),\"prázdniny\",(IF(H2570=6,\"víkend\",IF(H2570=7,\"víkend\",IF(AND(E2570=1,F2570=1),\"prázdniny\",\"všední\")))))","v":"víkend"},7.5]
[2563,null,null,{"$f":"D2570+1/24","v":"1999-04-17T18:29:59.999"},4,17,19,6,"víkend",7.4]
[2564,null,null,"1999-04-17T19:29:59.999",4,17,20,6,"víkend",7.3]
[2565,null,null,"1999-04-17T20:29:59.999",4,17,21,6,"víkend",7.2]
[2566,null,null,"1999-04-17T21:29:59.999",4,17,22,6,"víkend",7.1]
[2567,null,null,"1999-04-17T22:29:59.999",4,17,23,6,"víkend",6.8]
[2568,null,null,"1999-04-17T23:29:59.999",4,17,24,6,"víkend",6.6]
[2569,null,null,"1999-04-18T00:29:59.999",4,18,1,7,"víkend",6.3]
[2570,null,null,"1999-04-18T01:29:59.999",4,18,2,7,"víkend",5.7]
[2571,null,null,"1999-04-18T02:29:59.999",4,18,3,7,"víkend",5.0999999999999996]
[2572,null,null,"1999-04-18T03:29:59.999",4,18,4,7,"víkend",4.5999999999999996]
[2573,null,null,"1999-04-18T04:29:59.999",4,18,5,7,"víkend",4.0999999999999996]
[2574,null,null,"1999-04-18T05:29:59.999",4,18,6,7,"víkend",4.0999999999999996]
[2575,null,null,"1999-04-18T06:29:59.999",4,18,7,7,"víkend",3.9]
[2576,null,null,"1999-04-18T07:29:59.999",4,18,8,7,"víkend",3.3]
[2577,null,null,"1999-04-18T08:29:59.999",4,18,9,7,"víkend",3.2]
[2578,null,null,"1999-04-18T09:29:59.999",4,18,10,7,"víkend",3.5]
[2579,null,null,"1999-04-18T10:29:59.999",4,18,11,7,"víkend",4.8]
[2580,null,null,"1999-04-18T11:29:59.999",4,18,12,7,"víkend",5.7]
[2581,null,null,"1999-04-18T12:29:59.999",4,18,13,7,"víkend",8]
[2582,null,null,"1999-04-18T13:29:59.999",4,18,14,7,"víkend",7.3]
[2583,null,null,"1999-04-18T14:29:59.999",4,18,15,7,"víkend",7.4]
[2584,null,null,"1999-04-18T15:29:59.999",4,18,16,7,"víkend",7]
[2585,null,null,"1999-04-18T16:29:59.999",4,18,17,7,"víkend",7]
[2586,null,null,"1999-04-18T17:29:59.999",4,18,{"$f":"G2570","v":18},7,"víkend",6.8]
[2587,null,null,"1999-04-18T18:29:59.999",4,18,19,7,"víkend",6.3]
[2588,null,null,"1999-04-18T19:29:59.999",4,18,20,7,"víkend",6.1]
[2589,null,null,"1999-04-18T20:29:59.999",4,18,21,7,"víkend",5.5]
[2590,null,null,"1999-04-18T21:29:59.999",4,18,22,7,"víkend",4.5]
[2591,null,null,"1999-04-18T22:29:59.999",4,18,23,7,"víkend",4.0999999999999996]
[2592,null,null,"1999-04-18T23:29:59.999",4,18,24,7,"víkend",3.7]
[2593,null,null,"1999-04-19T00:29:59.999",4,19,1,1,"všední",3.3]
[2594,null,null,"1999-04-19T01:29:59.999",4,19,2,1,"všední",3.2]
[2595,null,null,"1999-04-19T02:29:59.999",4,19,3,1,"všední",3]
[2596,null,null,"1999-04-19T03:29:59.999",4,19,4,1,"všední",2.8]
[2597,null,null,"1999-04-19T04:29:59.999",4,19,5,1,"všední",2.6]
[2598,null,null,"1999-04-19T05:29:59.999",4,19,6,1,"všední",2.7]
[2599,null,null,"1999-04-19T06:29:59.999",4,19,7,1,"všední",3.4]
[2600,null,null,"1999-04-19T07:29:59.999",4,19,8,1,"všední",6.6]
[2601,null,null,"1999-04-19T08:29:59.999",4,19,9,1,"všední",8.1]
[2602,null,null,"1999-04-19T09:29:59.999",4,19,10,1,"všední",7.2]
[2603,null,null,"1999-04-19T10:29:59.999",4,19,11,1,"všední",7.2]
[2604,null,null,"1999-04-19T11:29:59.999",4,19,12,1,"všední",8.3000000000000007]
[2605,null,null,"1999-04-19T12:29:59.999",4,19,13,1,"všední",9]
[2606,null,null,"1999-04-19T13:29:59.999",4,19,14,1,"všední",10.4]
[2607,null,null,"1999-04-19T14:29:59.999",4,19,15,1,"všední",9.6999999999999993]
[2608,null,null,"1999-04-19T15:29:59.999",4,19,16,1,"všední",10]
[2609,null,null,"1999-04-19T16:29:59.999",4,19,17,1,"všední",10]
[2610,null,null,"1999-04-19T17:29:59.999",4,19,18,1,"všední",9.6999999999999993]
[2611,null,null,"1999-04-19T18:29:59.999",4,19,19,1,"všední",8.6]
[2612,null,null,"1999-04-19T19:29:59.999",4,19,20,1,"všední",7.4]
[2613,null,null,"1999-04-19T20:29:59.999",4,19,21,1,"všední",5.7]
[2614,null,null,"1999-04-19T21:29:59.999",4,19,22,1,"všední",4.8]
[2615,null,null,"1999-04-19T22:29:59.999",4,19,23,1,"všední",4.3]
[2616,null,null,"1999-04-19T23:29:59.999",4,19,24,1,"všední",3.7]
[2617,null,null,"1999-04-20T00:29:59.999",4,20,1,2,"všední",3.2]
[2618,null,null,"1999-04-20T01:29:59.999",4,20,2,2,"všední",2.4]
[2619,null,null,"1999-04-20T02:29:59.999",4,20,3,2,"všední",1.6]
[2620,null,null,"1999-04-20T03:29:59.999",4,20,4,2,"všední",1.1000000000000001]
[2621,null,null,"1999-04-20T04:29:59.999",4,20,5,2,"všední",0.3]
[2622,null,null,"1999-04-20T05:29:59.999",4,20,6,2,"všední",1]
[2623,null,null,"1999-04-20T06:29:59.999",4,20,7,2,"všední",3]
[2624,null,null,"1999-04-20T07:29:59.999",4,20,8,2,"všední",6.9]
[2625,null,null,"1999-04-20T08:29:59.999",4,20,9,2,"všední",9]
[2626,null,null,"1999-04-20T09:29:59.999",4,20,10,{"$f":"WEEKDAY(D2634-1)","v":2},{"$f":"IF(OR(E2634=7,E2634=8),\"prázdniny\",(IF(H2634=6,\"víkend\",IF(H2634=7,\"víkend\",IF(AND(E2634=1,F2634=1),\"prázdniny\",\"všední\")))))","v":"všední"},10.1]
[2627,null,null,{"$f":"D2634+1/24","v":"1999-04-20T10:29:59.999"},4,20,11,2,"všední",10.6]
[2628,null,null,"1999-04-20T11:29:59.999",4,20,12,2,"všední",11.9]
[2629,null,null,"1999-04-20T12:29:59.999",4,20,13,2,"všední",12.3]
[2630,null,null,"1999-04-20T13:29:59.999",4,20,14,2,"všední",13.3]
[2631,null,null,"1999-04-20T14:29:59.999",4,20,15,2,"všední",13.4]
[2632,null,null,"1999-04-20T15:29:59.999",4,20,16,2,"všední",13.3]
[2633,null,null,"1999-04-20T16:29:59.999",4,20,17,2,"všední",12.3]
[2634,null,null,"1999-04-20T17:29:59.999",4,20,18,2,"všední",11.9]
[2635,null,null,"1999-04-20T18:29:59.999",4,20,19,2,"všední",10.5]
[2636,null,null,"1999-04-20T19:29:59.999",4,20,20,2,"všední",9.3000000000000007]
[2637,null,null,"1999-04-20T20:29:59.999",4,20,21,2,"všední",8.1999999999999993]
[2638,null,null,"1999-04-20T21:29:59.999",4,20,22,2,"všední",7.4]
[2639,null,null,"1999-04-20T22:29:59.999",4,20,23,2,"všední",6.7]
[2640,null,null,"1999-04-20T23:29:59.999",4,20,24,2,"všední",6]
[2641,null,null,"1999-04-21T00:29:59.999",4,21,1,3,"všední",5.3]
[2642,null,null,"1999-04-21T01:29:59.999",4,21,2,3,"všední",4.9000000000000004]
[2643,null,null,"1999-04-21T02:29:59.999",4,21,3,3,"všední",4.4000000000000004]
[2644,null,null,"1999-04-21T03:29:59.999",4,21,4,3,"všední",3.7]
[2645,null,null,"1999-04-21T04:29:59.999",4,21,5,3,"všední",3.2]
[2646,null,null,"1999-04-21T05:29:59.999",4,21,6,3,"všední",3.2]
[2647,null,null,"1999-04-21T06:29:59.999",4,21,7,3,"všední",4.9000000000000004]
[2648,null,null,"1999-04-21T07:29:59.999",4,21,8,3,"všední",9]
[2649,null,null,"1999-04-21T08:29:59.999",4,21,9,3,"všední",11]
[2650,null,null,"1999-04-21T09:29:59.999",4,21,{"$f":"G2634","v":10},3,"všední",12.6]
[2651,null,null,"1999-04-21T10:29:59.999",4,21,11,3,"všední",13.5]
[2652,null,null,"1999-04-21T11:29:59.999",4,21,12,3,"všední",14.6]
[2653,null,null,"1999-04-21T12:29:59.999",4,21,13,3,"všední",15.6]
[2654,null,null,"1999-04-21T13:29:59.999",4,21,14,3,"všední",15.5]
[2655,null,null,"1999-04-21T14:29:59.999",4,21,15,3,"všední",16.399999999999999]
[2656,null,null,"1999-04-21T15:29:59.999",4,21,16,3,"všední",15.9]
[2657,null,null,"1999-04-21T16:29:59.999",4,21,17,3,"všední",15.7]
[2658,null,null,"1999-04-21T17:29:59.999",4,21,18,3,"všední",15.2]
[2659,null,null,"1999-04-21T18:29:59.999",4,21,19,3,"všední",14.3]
[2660,null,null,"1999-04-21T19:29:59.999",4,21,20,3,"všední",13.4]
[2661,null,null,"1999-04-21T20:29:59.999",4,21,21,3,"všední",11.6]
[2662,null,null,"1999-04-21T21:29:59.999",4,21,22,3,"všední",11.1]
[2663,null,null,"1999-04-21T22:29:59.999",4,21,23,3,"všední",9.8000000000000007]
[2664,null,null,"1999-04-21T23:29:59.999",4,21,24,3,"všední",8.4]
[2665,null,null,"1999-04-22T00:29:59.999",4,22,1,4,"všední",7.1]
[2666,null,null,"1999-04-22T01:29:59.999",4,22,2,4,"všední",7]
[2667,null,null,"1999-04-22T02:29:59.999",4,22,3,4,"všední",6.8]
[2668,null,null,"1999-04-22T03:29:59.999",4,22,4,4,"všední",6]
[2669,null,null,"1999-04-22T04:29:59.999",4,22,5,4,"všední",5.2]
[2670,null,null,"1999-04-22T05:29:59.999",4,22,6,4,"všední",6.3]
[2671,null,null,"1999-04-22T06:29:59.999",4,22,7,4,"všední",7.4]
[2672,null,null,"1999-04-22T07:29:59.999",4,22,8,4,"všední",8.8000000000000007]
[2673,null,null,"1999-04-22T08:29:59.999",4,22,9,4,"všední",11]
[2674,null,null,"1999-04-22T09:29:59.999",4,22,10,4,"všední",15.7]
[2675,null,null,"1999-04-22T10:29:59.999",4,22,11,4,"všední",16.7]
[2676,null,null,"1999-04-22T11:29:59.999",4,22,12,4,"všední",17.5]
[2677,null,null,"1999-04-22T12:29:59.999",4,22,13,4,"všední",18.7]
[2678,null,null,"1999-04-22T13:29:59.999",4,22,14,4,"všední",18.600000000000001]
[2679,null,null,"1999-04-22T14:29:59.999",4,22,15,4,"všední",18.8]
[2680,null,null,"1999-04-22T15:29:59.999",4,22,16,4,"všední",19]
[2681,null,null,"1999-04-22T16:29:59.999",4,22,17,4,"všední",18.3]
[2682,null,null,"1999-04-22T17:29:59.999",4,22,18,4,"všední",16.3]
[2683,null,null,"1999-04-22T18:29:59.999",4,22,19,4,"všední",15.3]
[2684,null,null,"1999-04-22T19:29:59.999",4,22,20,4,"všední",13.8]
[2685,null,null,"1999-04-22T20:29:59.999",4,22,21,4,"všední",0]
[2686,null,null,"1999-04-22T21:29:59.999",4,22,22,4,"všední",11.4]
[2687,null,null,"1999-04-22T22:29:59.999",4,22,23,4,"všední",10]
[2688,null,null,"1999-04-22T23:29:59.999",4,22,24,4,"všední",8.5]
[2689,null,null,"1999-04-23T00:29:59.999",4,23,1,5,"všední",7.1]
[2690,null,null,"1999-04-23T01:29:59.999",4,23,2,{"$f":"WEEKDAY(D2698-1)","v":5},{"$f":"IF(OR(E2698=7,E2698=8),\"prázdniny\",(IF(H2698=6,\"víkend\",IF(H2698=7,\"víkend\",IF(AND(E2698=1,F2698=1),\"prázdniny\",\"všední\")))))","v":"všední"},6.6]
[2691,null,null,{"$f":"D2698+1/24","v":"1999-04-23T02:29:59.999"},4,23,3,5,"všední",6]
[2692,null,null,"1999-04-23T03:29:59.999",4,23,4,5,"všední",5.6]
[2693,null,null,"1999-04-23T04:29:59.999",4,23,5,5,"všední",5]
[2694,null,null,"1999-04-23T05:29:59.999",4,23,6,5,"všední",5.0999999999999996]
[2695,null,null,"1999-04-23T06:29:59.999",4,23,7,5,"všední",6.3]
[2696,null,null,"1999-04-23T07:29:59.999",4,23,8,5,"všední",10.199999999999999]
[2697,null,null,"1999-04-23T08:29:59.999",4,23,9,5,"všední",13.4]
[2698,null,null,"1999-04-23T09:29:59.999",4,23,10,5,"všední",16.399999999999999]
[2699,null,null,"1999-04-23T10:29:59.999",4,23,11,5,"všední",17.8]
[2700,null,null,"1999-04-23T11:29:59.999",4,23,12,5,"všední",18.5]
[2701,null,null,"1999-04-23T12:29:59.999",4,23,13,5,"všední",19.7]
[2702,null,null,"1999-04-23T13:29:59.999",4,23,14,5,"všední",19.5]
[2703,null,null,"1999-04-23T14:29:59.999",4,23,15,5,"všední",19.100000000000001]
[2704,null,null,"1999-04-23T15:29:59.999",4,23,16,5,"všední",19.5]
[2705,null,null,"1999-04-23T16:29:59.999",4,23,17,5,"všední",19.2]
[2706,null,null,"1999-04-23T17:29:59.999",4,23,18,5,"všední",18.7]
[2707,null,null,"1999-04-23T18:29:59.999",4,23,19,5,"všední",17.100000000000001]
[2708,null,null,"1999-04-23T19:29:59.999",4,23,20,5,"všední",15.6]
[2709,null,null,"1999-04-23T20:29:59.999",4,23,21,5,"všední",14.3]
[2710,null,null,"1999-04-23T21:29:59.999",4,23,22,5,"všední",13.9]
[2711,null,null,"1999-04-23T22:29:59.999",4,23,23,5,"všední",12.8]
[2712,null,null,"1999-04-23T23:29:59.999",4,23,24,5,"všední",11.8]
[2713,null,null,"1999-04-24T00:29:59.999",4,24,1,6,"víkend",10.7]
[2714,null,null,"1999-04-24T01:29:59.999",4,24,{"$f":"G2698","v":2},6,"víkend",9.9]
[2715,null,null,"1999-04-24T02:29:59.999",4,24,3,6,"víkend",9.1]
[2716,null,null,"1999-04-24T03:29:59.999",4,24,4,6,"víkend",7.6]
[2717,null,null,"1999-04-24T04:29:59.999",4,24,5,6,"víkend",7.2]
[2718,null,null,"1999-04-24T05:29:59.999",4,24,6,6,"víkend",7.1]
[2719,null,null,"1999-04-24T06:29:59.999",4,24,7,6,"víkend",8.4]
[2720,null,null,"1999-04-24T07:29:59.999",4,24,8,6,"víkend",10.4]
[2721,null,null,"1999-04-24T08:29:59.999",4,24,9,6,"víkend",14.1]
[2722,null,null,"1999-04-24T09:29:59.999",4,24,10,6,"víkend",17.2]
[2723,null,null,"1999-04-24T10:29:59.999",4,24,11,6,"víkend",18.899999999999999]
[2724,null,null,"1999-04-24T11:29:59.999",4,24,12,6,"víkend",18.7]
[2725,null,null,"1999-04-24T12:29:59.999",4,24,13,6,"víkend",19.5]
[2726,null,null,"1999-04-24T13:29:59.999",4,24,14,6,"víkend",19.600000000000001]
[2727,null,null,"1999-04-24T14:29:59.999",4,24,15,6,"víkend",19.899999999999999]
[2728,null,null,"1999-04-24T15:29:59.999",4,24,16,6,"víkend",19.7]
[2729,null,null,"1999-04-24T16:29:59.999",4,24,17,6,"víkend",19.2]
[2730,null,null,"1999-04-24T17:29:59.999",4,24,18,6,"víkend",18.600000000000001]
[2731,null,null,"1999-04-24T18:29:59.999",4,24,19,6,"víkend",17.5]
[2732,null,null,"1999-04-24T19:29:59.999",4,24,20,6,"víkend",16.399999999999999]
[2733,null,null,"1999-04-24T20:29:59.999",4,24,21,6,"víkend",15.3]
[2734,null,null,"1999-04-24T21:29:59.999",4,24,22,6,"víkend",13.8]
[2735,null,null,"1999-04-24T22:29:59.999",4,24,23,6,"víkend",12.6]
[2736,null,null,"1999-04-24T23:29:59.999",4,24,24,6,"víkend",11.4]
[2737,null,null,"1999-04-25T00:29:59.999",4,25,1,7,"víkend",10.199999999999999]
[2738,null,null,"1999-04-25T01:29:59.999",4,25,2,7,"víkend",9.4]
[2739,null,null,"1999-04-25T02:29:59.999",4,25,3,7,"víkend",8.5]
[2740,null,null,"1999-04-25T03:29:59.999",4,25,4,7,"víkend",7.7]
[2741,null,null,"1999-04-25T04:29:59.999",4,25,5,7,"víkend",7]
[2742,null,null,"1999-04-25T05:29:59.999",4,25,6,7,"víkend",7]
[2743,null,null,"1999-04-25T06:29:59.999",4,25,7,7,"víkend",8]
[2744,null,null,"1999-04-25T07:29:59.999",4,25,8,7,"víkend",12.7]
[2745,null,null,"1999-04-25T08:29:59.999",4,25,9,7,"víkend",15.5]
[2746,null,null,"1999-04-25T09:29:59.999",4,25,10,7,"víkend",17.3]
[2747,null,null,"1999-04-25T10:29:59.999",4,25,11,7,"víkend",17.8]
[2748,null,null,"1999-04-25T11:29:59.999",4,25,12,7,"víkend",19]
[2749,null,null,"1999-04-25T12:29:59.999",4,25,13,7,"víkend",20.2]
[2750,null,null,"1999-04-25T13:29:59.999",4,25,14,7,"víkend",20]
[2751,null,null,"1999-04-25T14:29:59.999",4,25,15,7,"víkend",20.5]
[2752,null,null,"1999-04-25T15:29:59.999",4,25,16,7,"víkend",20.8]
[2753,null,null,"1999-04-25T16:29:59.999",4,25,17,7,"víkend",19.899999999999999]
[2754,null,null,"1999-04-25T17:29:59.999",4,25,18,{"$f":"WEEKDAY(D2762-1)","v":7},{"$f":"IF(OR(E2762=7,E2762=8),\"prázdniny\",(IF(H2762=6,\"víkend\",IF(H2762=7,\"víkend\",IF(AND(E2762=1,F2762=1),\"prázdniny\",\"všední\")))))","v":"víkend"},19.600000000000001]
[2755,null,null,{"$f":"D2762+1/24","v":"1999-04-25T18:29:59.999"},4,25,19,7,"víkend",18.399999999999999]
[2756,null,null,"1999-04-25T19:29:59.999",4,25,20,7,"víkend",16.3]
[2757,null,null,"1999-04-25T20:29:59.999",4,25,21,7,"víkend",15.6]
[2758,null,null,"1999-04-25T21:29:59.999",4,25,22,7,"víkend",14.9]
[2759,null,null,"1999-04-25T22:29:59.999",4,25,23,7,"víkend",13.6]
[2760,null,null,"1999-04-25T23:29:59.999",4,25,24,7,"víkend",12.2]
[2761,null,null,"1999-04-26T00:29:59.999",4,26,1,1,"všední",10.9]
[2762,null,null,"1999-04-26T01:29:59.999",4,26,2,1,"všední",9.8000000000000007]
[2763,null,null,"1999-04-26T02:29:59.999",4,26,3,1,"všední",8.6]
[2764,null,null,"1999-04-26T03:29:59.999",4,26,4,1,"všední",7.7]
[2765,null,null,"1999-04-26T04:29:59.999",4,26,5,1,"všední",7.4]
[2766,null,null,"1999-04-26T05:29:59.999",4,26,6,1,"všední",8.4]
[2767,null,null,"1999-04-26T06:29:59.999",4,26,7,1,"všední",10.3]
[2768,null,null,"1999-04-26T07:29:59.999",4,26,8,1,"všední",12.3]
[2769,null,null,"1999-04-26T08:29:59.999",4,26,9,1,"všední",12.9]
[2770,null,null,"1999-04-26T09:29:59.999",4,26,10,1,"všední",14.7]
[2771,null,null,"1999-04-26T10:29:59.999",4,26,11,1,"všední",14.2]
[2772,null,null,"1999-04-26T11:29:59.999",4,26,12,1,"všední",15.2]
[2773,null,null,"1999-04-26T12:29:59.999",4,26,13,1,"všední",15.7]
[2774,null,null,"1999-04-26T13:29:59.999",4,26,14,1,"všední",16.5]
[2775,null,null,"1999-04-26T14:29:59.999",4,26,15,1,"všední",15.8]
[2776,null,null,"1999-04-26T15:29:59.999",4,26,16,1,"všední",16.100000000000001]
[2777,null,null,"1999-04-26T16:29:59.999",4,26,17,1,"všední",15]
[2778,null,null,"1999-04-26T17:29:59.999",4,26,{"$f":"G2762","v":18},1,"všední",14.4]
[2779,null,null,"1999-04-26T18:29:59.999",4,26,19,1,"všední",13.9]
[2780,null,null,"1999-04-26T19:29:59.999",4,26,20,1,"všední",13.7]
[2781,null,null,"1999-04-26T20:29:59.999",4,26,21,1,"všední",13.4]
[2782,null,null,"1999-04-26T21:29:59.999",4,26,22,1,"všední",12.8]
[2783,null,null,"1999-04-26T22:29:59.999",4,26,23,1,"všední",11.7]
[2784,null,null,"1999-04-26T23:29:59.999",4,26,24,1,"všední",10.5]
[2785,null,null,"1999-04-27T00:29:59.999",4,27,1,2,"všední",9.4]
[2786,null,null,"1999-04-27T01:29:59.999",4,27,2,2,"všední",9.1]
[2787,null,null,"1999-04-27T02:29:59.999",4,27,3,2,"všední",8.6999999999999993]
[2788,null,null,"1999-04-27T03:29:59.999",4,27,4,2,"všední",8.1999999999999993]
[2789,null,null,"1999-04-27T04:29:59.999",4,27,5,2,"všední",7.9]
[2790,null,null,"1999-04-27T05:29:59.999",4,27,6,2,"všední",7.9]
[2791,null,null,"1999-04-27T06:29:59.999",4,27,7,2,"všední",9.8000000000000007]
[2792,null,null,"1999-04-27T07:29:59.999",4,27,8,2,"všední",12]
[2793,null,null,"1999-04-27T08:29:59.999",4,27,9,2,"všední",14.1]
[2794,null,null,"1999-04-27T09:29:59.999",4,27,10,2,"všední",14.3]
[2795,null,null,"1999-04-27T10:29:59.999",4,27,11,2,"všední",14.8]
[2796,null,null,"1999-04-27T11:29:59.999",4,27,12,2,"všední",16.2]
[2797,null,null,"1999-04-27T12:29:59.999",4,27,13,2,"všední",16.8]
[2798,null,null,"1999-04-27T13:29:59.999",4,27,14,2,"všední",16.899999999999999]
[2799,null,null,"1999-04-27T14:29:59.999",4,27,15,2,"všední",16.5]
[2800,null,null,"1999-04-27T15:29:59.999",4,27,16,2,"všední",16.100000000000001]
[2801,null,null,"1999-04-27T16:29:59.999",4,27,17,2,"všední",15.8]
[2802,null,null,"1999-04-27T17:29:59.999",4,27,18,2,"všední",15.6]
[2803,null,null,"1999-04-27T18:29:59.999",4,27,19,2,"všední",15.1]
[2804,null,null,"1999-04-27T19:29:59.999",4,27,20,2,"všední",13.5]
[2805,null,null,"1999-04-27T20:29:59.999",4,27,21,2,"všední",12.8]
[2806,null,null,"1999-04-27T21:29:59.999",4,27,22,2,"všední",11.8]
[2807,null,null,"1999-04-27T22:29:59.999",4,27,23,2,"všední",11]
[2808,null,null,"1999-04-27T23:29:59.999",4,27,24,2,"všední",10.3]
[2809,null,null,"1999-04-28T00:29:59.999",4,28,1,3,"všední",9.5]
[2810,null,null,"1999-04-28T01:29:59.999",4,28,2,3,"všední",8.8000000000000007]
[2811,null,null,"1999-04-28T02:29:59.999",4,28,3,3,"všední",8.1999999999999993]
[2812,null,null,"1999-04-28T03:29:59.999",4,28,4,3,"všední",7.5]
[2813,null,null,"1999-04-28T04:29:59.999",4,28,5,3,"všední",7.9]
[2814,null,null,"1999-04-28T05:29:59.999",4,28,6,3,"všední",8.1999999999999993]
[2815,null,null,"1999-04-28T06:29:59.999",4,28,7,3,"všední",9.8000000000000007]
[2816,null,null,"1999-04-28T07:29:59.999",4,28,8,3,"všední",12.6]
[2817,null,null,"1999-04-28T08:29:59.999",4,28,9,3,"všední",15.4]
[2818,null,null,"1999-04-28T09:29:59.999",4,28,10,{"$f":"WEEKDAY(D2826-1)","v":3},{"$f":"IF(OR(E2826=7,E2826=8),\"prázdniny\",(IF(H2826=6,\"víkend\",IF(H2826=7,\"víkend\",IF(AND(E2826=1,F2826=1),\"prázdniny\",\"všední\")))))","v":"všední"},18.2]
[2819,null,null,{"$f":"D2826+1/24","v":"1999-04-28T10:29:59.999"},4,28,11,3,"všední",18.3]
[2820,null,null,"1999-04-28T11:29:59.999",4,28,12,3,"všední",19.100000000000001]
[2821,null,null,"1999-04-28T12:29:59.999",4,28,13,3,"všední",19.5]
[2822,null,null,"1999-04-28T13:29:59.999",4,28,14,3,"všední",20.8]
[2823,null,null,"1999-04-28T14:29:59.999",4,28,15,3,"všední",20.9]
[2824,null,null,"1999-04-28T15:29:59.999",4,28,16,3,"všední",20.5]
[2825,null,null,"1999-04-28T16:29:59.999",4,28,17,3,"všední",20.3]
[2826,null,null,"1999-04-28T17:29:59.999",4,28,18,3,"všední",18.8]
[2827,null,null,"1999-04-28T18:29:59.999",4,28,19,3,"všední",17.899999999999999]
[2828,null,null,"1999-04-28T19:29:59.999",4,28,20,3,"všední",16.399999999999999]
[2829,null,null,"1999-04-28T20:29:59.999",4,28,21,3,"všední",15.1]
[2830,null,null,"1999-04-28T21:29:59.999",4,28,22,3,"všední",14.2]
[2831,null,null,"1999-04-28T22:29:59.999",4,28,23,3,"všední",13]
[2832,null,null,"1999-04-28T23:29:59.999",4,28,24,3,"všední",11.8]
[2833,null,null,"1999-04-29T00:29:59.999",4,29,1,4,"všední",10.6]
[2834,null,null,"1999-04-29T01:29:59.999",4,29,2,4,"všední",10.199999999999999]
[2835,null,null,"1999-04-29T02:29:59.999",4,29,3,4,"všední",9.8000000000000007]
[2836,null,null,"1999-04-29T03:29:59.999",4,29,4,4,"všední",8.8000000000000007]
[2837,null,null,"1999-04-29T04:29:59.999",4,29,5,4,"všední",8.3000000000000007]
[2838,null,null,"1999-04-29T05:29:59.999",4,29,6,4,"všední",9.1]
[2839,null,null,"1999-04-29T06:29:59.999",4,29,7,4,"všední",10.5]
[2840,null,null,"1999-04-29T07:29:59.999",4,29,8,4,"všední",13.3]
[2841,null,null,"1999-04-29T08:29:59.999",4,29,9,4,"všední",16]
[2842,null,null,"1999-04-29T09:29:59.999",4,29,{"$f":"G2826","v":10},4,"všední",19.100000000000001]
[2843,null,null,"1999-04-29T10:29:59.999",4,29,11,4,"všední",19.8]
[2844,null,null,"1999-04-29T11:29:59.999",4,29,12,4,"všední",20.6]
[2845,null,null,"1999-04-29T12:29:59.999",4,29,13,4,"všední",21.1]
[2846,null,null,"1999-04-29T13:29:59.999",4,29,14,4,"všední",21.6]
[2847,null,null,"1999-04-29T14:29:59.999",4,29,15,4,"všední",21.2]
[2848,null,null,"1999-04-29T15:29:59.999",4,29,16,4,"všední",20.9]
[2849,null,null,"1999-04-29T16:29:59.999",4,29,17,4,"všední",21.5]
[2850,null,null,"1999-04-29T17:29:59.999",4,29,18,4,"všední",21.2]
[2851,null,null,"1999-04-29T18:29:59.999",4,29,19,4,"všední",19.899999999999999]
[2852,null,null,"1999-04-29T19:29:59.999",4,29,20,4,"všední",17.8]
[2853,null,null,"1999-04-29T20:29:59.999",4,29,21,4,"všední",16.8]
[2854,null,null,"1999-04-29T21:29:59.999",4,29,22,4,"všední",15]
[2855,null,null,"1999-04-29T22:29:59.999",4,29,23,4,"všední",13.8]
[2856,null,null,"1999-04-29T23:29:59.999",4,29,24,4,"všední",12.6]
[2857,null,null,"1999-04-30T00:29:59.999",4,30,1,5,"všední",11.4]
[2858,null,null,"1999-04-30T01:29:59.999",4,30,2,5,"všední",11]
[2859,null,null,"1999-04-30T02:29:59.999",4,30,3,5,"všední",10.6]
[2860,null,null,"1999-04-30T03:29:59.999",4,30,4,5,"všední",9.8000000000000007]
[2861,null,null,"1999-04-30T04:29:59.999",4,30,5,5,"všední",9.6999999999999993]
[2862,null,null,"1999-04-30T05:29:59.999",4,30,6,5,"všední",10.1]
[2863,null,null,"1999-04-30T06:29:59.999",4,30,7,5,"všední",11.3]
[2864,null,null,"1999-04-30T07:29:59.999",4,30,8,5,"všední",14.6]
[2865,null,null,"1999-04-30T08:29:59.999",4,30,9,5,"všední",17.899999999999999]
[2866,null,null,"1999-04-30T09:29:59.999",4,30,10,5,"všední",21.2]
[2867,null,null,"1999-04-30T10:29:59.999",4,30,11,5,"všední",23]
[2868,null,null,"1999-04-30T11:29:59.999",4,30,12,5,"všední",24]
[2869,null,null,"1999-04-30T12:29:59.999",4,30,13,5,"všední",23.7]
[2870,null,null,"1999-04-30T13:29:59.999",4,30,14,5,"všední",23.5]
[2871,null,null,"1999-04-30T14:29:59.999",4,30,15,5,"všední",24.2]
[2872,null,null,"1999-04-30T15:29:59.999",4,30,16,5,"všední",23.8]
[2873,null,null,"1999-04-30T16:29:59.999",4,30,17,5,"všední",23.2]
[2874,null,null,"1999-04-30T17:29:59.999",4,30,18,5,"všední",22.5]
[2875,null,null,"1999-04-30T18:29:59.999",4,30,19,5,"všední",21.1]
[2876,null,null,"1999-04-30T19:29:59.999",4,30,20,5,"všední",18.899999999999999]
[2877,null,null,"1999-04-30T20:29:59.999",4,30,21,5,"všední",18.100000000000001]
[2878,null,null,"1999-04-30T21:29:59.999",4,30,22,5,"všední",17.600000000000001]
[2879,null,null,"1999-04-30T22:29:59.999",4,30,23,5,"všední",17.5]
[2880,null,null,"1999-04-30T23:29:59.999",4,30,24,5,"všední",17.399999999999999]
[2881,null,null,"1999-05-01T00:29:59.999",5,1,1,6,"víkend",11]
[2882,null,null,"1999-05-01T01:29:59.999",5,1,2,{"$f":"WEEKDAY(D2890-1)","v":6},{"$f":"IF(OR(E2890=7,E2890=8),\"prázdniny\",(IF(H2890=6,\"víkend\",IF(H2890=7,\"víkend\",IF(AND(E2890=1,F2890=1),\"prázdniny\",\"všední\")))))","v":"víkend"},10.7]
[2883,null,null,{"$f":"D2890+1/24","v":"1999-05-01T02:29:59.999"},5,1,3,6,"víkend",10.199999999999999]
[2884,null,null,"1999-05-01T03:29:59.999",5,1,4,6,"víkend",10]
[2885,null,null,"1999-05-01T04:29:59.999",5,1,5,6,"víkend",10.5]
[2886,null,null,"1999-05-01T05:29:59.999",5,1,6,6,"víkend",9.9]
[2887,null,null,"1999-05-01T06:29:59.999",5,1,7,6,"víkend",10.4]
[2888,null,null,"1999-05-01T07:29:59.999",5,1,8,6,"víkend",10]
[2889,null,null,"1999-05-01T08:29:59.999",5,1,9,6,"víkend",9.6]
[2890,null,null,"1999-05-01T09:29:59.999",5,1,10,6,"víkend",10.199999999999999]
[2891,null,null,"1999-05-01T10:29:59.999",5,1,11,6,"víkend",9.9]
[2892,null,null,"1999-05-01T11:29:59.999",5,1,12,6,"víkend",10]
[2893,null,null,"1999-05-01T12:29:59.999",5,1,13,6,"víkend",9.8000000000000007]
[2894,null,null,"1999-05-01T13:29:59.999",5,1,14,6,"víkend",10.1]
[2895,null,null,"1999-05-01T14:29:59.999",5,1,15,6,"víkend",10]
[2896,null,null,"1999-05-01T15:29:59.999",5,1,16,6,"víkend",10.8]
[2897,null,null,"1999-05-01T16:29:59.999",5,1,17,6,"víkend",10.4]
[2898,null,null,"1999-05-01T17:29:59.999",5,1,18,6,"víkend",10]
[2899,null,null,"1999-05-01T18:29:59.999",5,1,19,6,"víkend",9.5]
[2900,null,null,"1999-05-01T19:29:59.999",5,1,20,6,"víkend",8.8000000000000007]
[2901,null,null,"1999-05-01T20:29:59.999",5,1,21,6,"víkend",7.8]
[2902,null,null,"1999-05-01T21:29:59.999",5,1,22,6,"víkend",7]
[2903,null,null,"1999-05-01T22:29:59.999",5,1,23,6,"víkend",5.8]
[2904,null,null,"1999-05-01T23:29:59.999",5,1,24,6,"víkend",4.8]
[2905,null,null,"1999-05-02T00:29:59.999",5,2,1,7,"víkend",4]
[2906,null,null,"1999-05-02T01:29:59.999",5,2,{"$f":"G2890","v":2},7,"víkend",3.2]
[2907,null,null,"1999-05-02T02:29:59.999",5,2,3,7,"víkend",2]
[2908,null,null,"1999-05-02T03:29:59.999",5,2,4,7,"víkend",1.2]
[2909,null,null,"1999-05-02T04:29:59.999",5,2,5,7,"víkend",0.7]
[2910,null,null,"1999-05-02T05:29:59.999",5,2,6,7,"víkend",1.8]
[2911,null,null,"1999-05-02T06:29:59.999",5,2,7,7,"víkend",5.7]
[2912,null,null,"1999-05-02T07:29:59.999",5,2,8,7,"víkend",7.5]
[2913,null,null,"1999-05-02T08:29:59.999",5,2,9,7,"víkend",9.3000000000000007]
[2914,null,null,"1999-05-02T09:29:59.999",5,2,10,7,"víkend",9.5]
[2915,null,null,"1999-05-02T10:29:59.999",5,2,11,7,"víkend",11]
[2916,null,null,"1999-05-02T11:29:59.999",5,2,12,7,"víkend",11.6]
[2917,null,null,"1999-05-02T12:29:59.999",5,2,13,7,"víkend",12.6]
[2918,null,null,"1999-05-02T13:29:59.999",5,2,14,7,"víkend",13.8]
[2919,null,null,"1999-05-02T14:29:59.999",5,2,15,7,"víkend",13.7]
[2920,null,null,"1999-05-02T15:29:59.999",5,2,16,7,"víkend",14.1]
[2921,null,null,"1999-05-02T16:29:59.999",5,2,17,7,"víkend",13.9]
[2922,null,null,"1999-05-02T17:29:59.999",5,2,18,7,"víkend",13.5]
[2923,null,null,"1999-05-02T18:29:59.999",5,2,19,7,"víkend",12.4]
[2924,null,null,"1999-05-02T19:29:59.999",5,2,20,7,"víkend",11]
[2925,null,null,"1999-05-02T20:29:59.999",5,2,21,7,"víkend",9.8000000000000007]
[2926,null,null,"1999-05-02T21:29:59.999",5,2,22,7,"víkend",8.1]
[2927,null,null,"1999-05-02T22:29:59.999",5,2,23,7,"víkend",7.4]
[2928,null,null,"1999-05-02T23:29:59.999",5,2,24,7,"víkend",7]
[2929,null,null,"1999-05-03T00:29:59.999",5,3,1,1,"všední",5.5]
[2930,null,null,"1999-05-03T01:29:59.999",5,3,2,1,"všední",4]
[2931,null,null,"1999-05-03T02:29:59.999",5,3,3,1,"všední",3.3]
[2932,null,null,"1999-05-03T03:29:59.999",5,3,4,1,"všední",2.2999999999999998]
[2933,null,null,"1999-05-03T04:29:59.999",5,3,5,1,"všední",1.4]
[2934,null,null,"1999-05-03T05:29:59.999",5,3,6,1,"všední",2.5]
[2935,null,null,"1999-05-03T06:29:59.999",5,3,7,1,"všední",5.2]
[2936,null,null,"1999-05-03T07:29:59.999",5,3,8,1,"všední",8.6]
[2937,null,null,"1999-05-03T08:29:59.999",5,3,9,1,"všední",11.3]
[2938,null,null,"1999-05-03T09:29:59.999",5,3,10,1,"všední",12.3]
[2939,null,null,"1999-05-03T10:29:59.999",5,3,11,1,"všední",13.2]
[2940,null,null,"1999-05-03T11:29:59.999",5,3,12,1,"všední",13.7]
[2941,null,null,"1999-05-03T12:29:59.999",5,3,13,1,"všední",14.3]
[2942,null,null,"1999-05-03T13:29:59.999",5,3,14,1,"všední",15.1]
[2943,null,null,"1999-05-03T14:29:59.999",5,3,15,1,"všední",15.6]
[2944,null,null,"1999-05-03T15:29:59.999",5,3,16,1,"všední",15.6]
[2945,null,null,"1999-05-03T16:29:59.999",5,3,17,1,"všední",15.7]
[2946,null,null,"1999-05-03T17:29:59.999",5,3,18,{"$f":"WEEKDAY(D2954-1)","v":1},{"$f":"IF(OR(E2954=7,E2954=8),\"prázdniny\",(IF(H2954=6,\"víkend\",IF(H2954=7,\"víkend\",IF(AND(E2954=1,F2954=1),\"prázdniny\",\"všední\")))))","v":"všední"},15.2]
[2947,null,null,{"$f":"D2954+1/24","v":"1999-05-03T18:29:59.999"},5,3,19,1,"všední",14.6]
[2948,null,null,"1999-05-03T19:29:59.999",5,3,20,1,"všední",12.7]
[2949,null,null,"1999-05-03T20:29:59.999",5,3,21,1,"všední",11.8]
[2950,null,null,"1999-05-03T21:29:59.999",5,3,22,1,"všední",9.5]
[2951,null,null,"1999-05-03T22:29:59.999",5,3,23,1,"všední",8.1]
[2952,null,null,"1999-05-03T23:29:59.999",5,3,24,1,"všední",6.9]
[2953,null,null,"1999-05-04T00:29:59.999",5,4,1,2,"všední",5.7]
[2954,null,null,"1999-05-04T01:29:59.999",5,4,2,2,"všední",5.0999999999999996]
[2955,null,null,"1999-05-04T02:29:59.999",5,4,3,2,"všední",4.7]
[2956,null,null,"1999-05-04T03:29:59.999",5,4,4,2,"všední",3.9]
[2957,null,null,"1999-05-04T04:29:59.999",5,4,5,2,"všední",3.7]
[2958,null,null,"1999-05-04T05:29:59.999",5,4,6,2,"všední",4.5]
[2959,null,null,"1999-05-04T06:29:59.999",5,4,7,2,"všední",5.8]
[2960,null,null,"1999-05-04T07:29:59.999",5,4,8,2,"všední",10.5]
[2961,null,null,"1999-05-04T08:29:59.999",5,4,9,2,"všední",14.5]
[2962,null,null,"1999-05-04T09:29:59.999",5,4,10,2,"všední",17]
[2963,null,null,"1999-05-04T10:29:59.999",5,4,11,2,"všední",18.8]
[2964,null,null,"1999-05-04T11:29:59.999",5,4,12,2,"všední",19.8]
[2965,null,null,"1999-05-04T12:29:59.999",5,4,13,2,"všední",20.5]
[2966,null,null,"1999-05-04T13:29:59.999",5,4,14,2,"všední",20.5]
[2967,null,null,"1999-05-04T14:29:59.999",5,4,15,2,"všední",21.2]
[2968,null,null,"1999-05-04T15:29:59.999",5,4,16,2,"všední",20.3]
[2969,null,null,"1999-05-04T16:29:59.999",5,4,17,2,"všední",20.399999999999999]
[2970,null,null,"1999-05-04T17:29:59.999",5,4,{"$f":"G2954","v":18},2,"všední",19.600000000000001]
[2971,null,null,"1999-05-04T18:29:59.999",5,4,19,2,"všední",18.399999999999999]
[2972,null,null,"1999-05-04T19:29:59.999",5,4,20,2,"všední",17.2]
[2973,null,null,"1999-05-04T20:29:59.999",5,4,21,2,"všední",16.2]
[2974,null,null,"1999-05-04T21:29:59.999",5,4,22,2,"všední",14.4]
[2975,null,null,"1999-05-04T22:29:59.999",5,4,23,2,"všední",14.1]
[2976,null,null,"1999-05-04T23:29:59.999",5,4,24,2,"všední",13.8]
[2977,null,null,"1999-05-05T00:29:59.999",5,5,1,3,"všední",11.6]
[2978,null,null,"1999-05-05T01:29:59.999",5,5,2,3,"všední",9.8000000000000007]
[2979,null,null,"1999-05-05T02:29:59.999",5,5,3,3,"všední",8.5]
[2980,null,null,"1999-05-05T03:29:59.999",5,5,4,3,"všední",8]
[2981,null,null,"1999-05-05T04:29:59.999",5,5,5,3,"všední",7.4]
[2982,null,null,"1999-05-05T05:29:59.999",5,5,6,3,"všední",8.8000000000000007]
[2983,null,null,"1999-05-05T06:29:59.999",5,5,7,3,"všední",11.2]
[2984,null,null,"1999-05-05T07:29:59.999",5,5,8,3,"všední",14.4]
[2985,null,null,"1999-05-05T08:29:59.999",5,5,9,3,"všední",16.2]
[2986,null,null,"1999-05-05T09:29:59.999",5,5,10,3,"všední",17.3]
[2987,null,null,"1999-05-05T10:29:59.999",5,5,11,3,"všední",18]
[2988,null,null,"1999-05-05T11:29:59.999",5,5,12,3,"všední",19.100000000000001]
[2989,null,null,"1999-05-05T12:29:59.999",5,5,13,3,"všední",19.100000000000001]
[2990,null,null,"1999-05-05T13:29:59.999",5,5,14,3,"všední",20.399999999999999]
[2991,null,null,"1999-05-05T14:29:59.999",5,5,15,3,"všední",20.399999999999999]
[2992,null,null,"1999-05-05T15:29:59.999",5,5,16,3,"všední",20.9]
[2993,null,null,"1999-05-05T16:29:59.999",5,5,17,3,"všední",20.6]
[2994,null,null,"1999-05-05T17:29:59.999",5,5,18,3,"všední",20.3]
[2995,null,null,"1999-05-05T18:29:59.999",5,5,19,3,"všední",19.100000000000001]
[2996,null,null,"1999-05-05T19:29:59.999",5,5,20,3,"všední",18]
[2997,null,null,"1999-05-05T20:29:59.999",5,5,21,3,"všední",16]
[2998,null,null,"1999-05-05T21:29:59.999",5,5,22,3,"všední",15.1]
[2999,null,null,"1999-05-05T22:29:59.999",5,5,23,3,"všední",12.8]
[3000,null,null,"1999-05-05T23:29:59.999",5,5,24,3,"všední",12.1]
[3001,null,null,"1999-05-06T00:29:59.999",5,6,1,4,"všední",10.3]
[3002,null,null,"1999-05-06T01:29:59.999",5,6,2,4,"všední",10]
[3003,null,null,"1999-05-06T02:29:59.999",5,6,3,4,"všední",8.8000000000000007]
[3004,null,null,"1999-05-06T03:29:59.999",5,6,4,4,"všední",8.6999999999999993]
[3005,null,null,"1999-05-06T04:29:59.999",5,6,5,4,"všední",8.3000000000000007]
[3006,null,null,"1999-05-06T05:29:59.999",5,6,6,4,"všední",8.1]
[3007,null,null,"1999-05-06T06:29:59.999",5,6,7,4,"všední",11.5]
[3008,null,null,"1999-05-06T07:29:59.999",5,6,8,4,"všední",14.3]
[3009,null,null,"1999-05-06T08:29:59.999",5,6,9,4,"všední",16.899999999999999]
[3010,null,null,"1999-05-06T09:29:59.999",5,6,10,{"$f":"WEEKDAY(D3018-1)","v":4},{"$f":"IF(OR(E3018=7,E3018=8),\"prázdniny\",(IF(H3018=6,\"víkend\",IF(H3018=7,\"víkend\",IF(AND(E3018=1,F3018=1),\"prázdniny\",\"všední\")))))","v":"všední"},20.5]
[3011,null,null,{"$f":"D3018+1/24","v":"1999-05-06T10:29:59.999"},5,6,11,4,"všední",22.2]
[3012,null,null,"1999-05-06T11:29:59.999",5,6,12,4,"všední",22.8]
[3013,null,null,"1999-05-06T12:29:59.999",5,6,13,4,"všední",23.3]
[3014,null,null,"1999-05-06T13:29:59.999",5,6,14,4,"všední",23.6]
[3015,null,null,"1999-05-06T14:29:59.999",5,6,15,4,"všední",23.8]
[3016,null,null,"1999-05-06T15:29:59.999",5,6,16,4,"všední",23.6]
[3017,null,null,"1999-05-06T16:29:59.999",5,6,17,4,"všední",22.5]
[3018,null,null,"1999-05-06T17:29:59.999",5,6,18,4,"všední",21.4]
[3019,null,null,"1999-05-06T18:29:59.999",5,6,19,4,"všední",20.3]
[3020,null,null,"1999-05-06T19:29:59.999",5,6,20,4,"všední",18.8]
[3021,null,null,"1999-05-06T20:29:59.999",5,6,21,4,"všední",17.600000000000001]
[3022,null,null,"1999-05-06T21:29:59.999",5,6,22,4,"všední",16.399999999999999]
[3023,null,null,"1999-05-06T22:29:59.999",5,6,23,4,"všední",15.5]
[3024,null,null,"1999-05-06T23:29:59.999",5,6,24,4,"všední",14.4]
[3025,null,null,"1999-05-07T00:29:59.999",5,7,1,5,"všední",12.8]
[3026,null,null,"1999-05-07T01:29:59.999",5,7,2,5,"všední",12.3]
[3027,null,null,"1999-05-07T02:29:59.999",5,7,3,5,"všední",12.2]
[3028,null,null,"1999-05-07T03:29:59.999",5,7,4,5,"všední",11.3]
[3029,null,null,"1999-05-07T04:29:59.999",5,7,5,5,"všední",11.1]
[3030,null,null,"1999-05-07T05:29:59.999",5,7,6,5,"všední",11.1]
[3031,null,null,"1999-05-07T06:29:59.999",5,7,7,5,"všední",13.4]
[3032,null,null,"1999-05-07T07:29:59.999",5,7,8,5,"všední",15.6]
[3033,null,null,"1999-05-07T08:29:59.999",5,7,9,5,"všední",15.8]
[3034,null,null,"1999-05-07T09:29:59.999",5,7,{"$f":"G3018","v":10},5,"všední",16.8]
[3035,null,null,"1999-05-07T10:29:59.999",5,7,11,5,"všední",16.8]
[3036,null,null,"1999-05-07T11:29:59.999",5,7,12,5,"všední",16.8]
[3037,null,null,"1999-05-07T12:29:59.999",5,7,13,5,"všední",17.399999999999999]
[3038,null,null,"1999-05-07T13:29:59.999",5,7,14,5,"všední",18.7]
[3039,null,null,"1999-05-07T14:29:59.999",5,7,15,5,"všední",19.899999999999999]
[3040,null,null,"1999-05-07T15:29:59.999",5,7,16,5,"všední",20.2]
[3041,null,null,"1999-05-07T16:29:59.999",5,7,17,5,"všední",19.399999999999999]
[3042,null,null,"1999-05-07T17:29:59.999",5,7,18,5,"všední",18.5]
[3043,null,null,"1999-05-07T18:29:59.999",5,7,19,5,"všední",17.399999999999999]
[3044,null,null,"1999-05-07T19:29:59.999",5,7,20,5,"všední",15.8]
[3045,null,null,"1999-05-07T20:29:59.999",5,7,21,5,"všední",14.8]
[3046,null,null,"1999-05-07T21:29:59.999",5,7,22,5,"všední",13.1]
[3047,null,null,"1999-05-07T22:29:59.999",5,7,23,5,"všední",12]
[3048,null,null,"1999-05-07T23:29:59.999",5,7,24,5,"všední",10.9]
[3049,null,null,"1999-05-08T00:29:59.999",5,8,1,6,"víkend",10.5]
[3050,null,null,"1999-05-08T01:29:59.999",5,8,2,6,"víkend",10.4]
[3051,null,null,"1999-05-08T02:29:59.999",5,8,3,6,"víkend",9.8000000000000007]
[3052,null,null,"1999-05-08T03:29:59.999",5,8,4,6,"víkend",9.1]
[3053,null,null,"1999-05-08T04:29:59.999",5,8,5,6,"víkend",8.5]
[3054,null,null,"1999-05-08T05:29:59.999",5,8,6,6,"víkend",9.3000000000000007]
[3055,null,null,"1999-05-08T06:29:59.999",5,8,7,6,"víkend",11.4]
[3056,null,null,"1999-05-08T07:29:59.999",5,8,8,6,"víkend",13.4]
[3057,null,null,"1999-05-08T08:29:59.999",5,8,9,6,"víkend",14.7]
[3058,null,null,"1999-05-08T09:29:59.999",5,8,10,6,"víkend",15.7]
[3059,null,null,"1999-05-08T10:29:59.999",5,8,11,6,"víkend",18.7]
[3060,null,null,"1999-05-08T11:29:59.999",5,8,12,6,"víkend",17.399999999999999]
[3061,null,null,"1999-05-08T12:29:59.999",5,8,13,6,"víkend",19.5]
[3062,null,null,"1999-05-08T13:29:59.999",5,8,14,6,"víkend",21.4]
[3063,null,null,"1999-05-08T14:29:59.999",5,8,15,6,"víkend",22.4]
[3064,null,null,"1999-05-08T15:29:59.999",5,8,16,6,"víkend",22.2]
[3065,null,null,"1999-05-08T16:29:59.999",5,8,17,6,"víkend",21.1]
[3066,null,null,"1999-05-08T17:29:59.999",5,8,18,6,"víkend",13.8]
[3067,null,null,"1999-05-08T18:29:59.999",5,8,19,6,"víkend",14.5]
[3068,null,null,"1999-05-08T19:29:59.999",5,8,20,6,"víkend",13.8]
[3069,null,null,"1999-05-08T20:29:59.999",5,8,21,6,"víkend",13.4]
[3070,null,null,"1999-05-08T21:29:59.999",5,8,22,6,"víkend",13.1]
[3071,null,null,"1999-05-08T22:29:59.999",5,8,23,6,"víkend",12.7]
[3072,null,null,"1999-05-08T23:29:59.999",5,8,24,6,"víkend",12.2]
[3073,null,null,"1999-05-09T00:29:59.999",5,9,1,7,"víkend",11.9]
[3074,null,null,"1999-05-09T01:29:59.999",5,9,2,{"$f":"WEEKDAY(D3082-1)","v":7},{"$f":"IF(OR(E3082=7,E3082=8),\"prázdniny\",(IF(H3082=6,\"víkend\",IF(H3082=7,\"víkend\",IF(AND(E3082=1,F3082=1),\"prázdniny\",\"všední\")))))","v":"víkend"},11.4]
[3075,null,null,{"$f":"D3082+1/24","v":"1999-05-09T02:29:59.999"},5,9,3,7,"víkend",10.8]
[3076,null,null,"1999-05-09T03:29:59.999",5,9,4,7,"víkend",10.199999999999999]
[3077,null,null,"1999-05-09T04:29:59.999",5,9,5,7,"víkend",9.4]
[3078,null,null,"1999-05-09T05:29:59.999",5,9,6,7,"víkend",9.1999999999999993]
[3079,null,null,"1999-05-09T06:29:59.999",5,9,7,7,"víkend",10.6]
[3080,null,null,"1999-05-09T07:29:59.999",5,9,8,7,"víkend",11.7]
[3081,null,null,"1999-05-09T08:29:59.999",5,9,9,7,"víkend",12.1]
[3082,null,null,"1999-05-09T09:29:59.999",5,9,10,7,"víkend",11.1]
[3083,null,null,"1999-05-09T10:29:59.999",5,9,11,7,"víkend",12.8]
[3084,null,null,"1999-05-09T11:29:59.999",5,9,12,7,"víkend",11.8]
[3085,null,null,"1999-05-09T12:29:59.999",5,9,13,7,"víkend",11.9]
[3086,null,null,"1999-05-09T13:29:59.999",5,9,14,7,"víkend",9.6]
[3087,null,null,"1999-05-09T14:29:59.999",5,9,15,7,"víkend",9]
[3088,null,null,"1999-05-09T15:29:59.999",5,9,16,7,"víkend",12]
[3089,null,null,"1999-05-09T16:29:59.999",5,9,17,7,"víkend",11.4]
[3090,null,null,"1999-05-09T17:29:59.999",5,9,18,7,"víkend",10.5]
[3091,null,null,"1999-05-09T18:29:59.999",5,9,19,7,"víkend",9.3000000000000007]
[3092,null,null,"1999-05-09T19:29:59.999",5,9,20,7,"víkend",8.9]
[3093,null,null,"1999-05-09T20:29:59.999",5,9,21,7,"víkend",8.4]
[3094,null,null,"1999-05-09T21:29:59.999",5,9,22,7,"víkend",7.5]
[3095,null,null,"1999-05-09T22:29:59.999",5,9,23,7,"víkend",7.3]
[3096,null,null,"1999-05-09T23:29:59.999",5,9,24,7,"víkend",7.5]
[3097,null,null,"1999-05-10T00:29:59.999",5,10,1,1,"všední",6.8]
[3098,null,null,"1999-05-10T01:29:59.999",5,10,{"$f":"G3082","v":2},1,"všední",6.5]
[3099,null,null,"1999-05-10T02:29:59.999",5,10,3,1,"všední",6.8]
[3100,null,null,"1999-05-10T03:29:59.999",5,10,4,1,"všední",7.2]
[3101,null,null,"1999-05-10T04:29:59.999",5,10,5,1,"všední",6.6]
[3102,null,null,"1999-05-10T05:29:59.999",5,10,6,1,"všední",6.4]
[3103,null,null,"1999-05-10T06:29:59.999",5,10,7,1,"všední",7.2]
[3104,null,null,"1999-05-10T07:29:59.999",5,10,8,1,"všední",8.1999999999999993]
[3105,null,null,"1999-05-10T08:29:59.999",5,10,9,1,"všední",8]
[3106,null,null,"1999-05-10T09:29:59.999",5,10,10,1,"všední",9.9]
[3107,null,null,"1999-05-10T10:29:59.999",5,10,11,1,"všední",9.1]
[3108,null,null,"1999-05-10T11:29:59.999",5,10,12,1,"všední",10.4]
[3109,null,null,"1999-05-10T12:29:59.999",5,10,13,1,"všední",10.199999999999999]
[3110,null,null,"1999-05-10T13:29:59.999",5,10,14,1,"všední",8.9]
[3111,null,null,"1999-05-10T14:29:59.999",5,10,15,1,"všední",9.6]
[3112,null,null,"1999-05-10T15:29:59.999",5,10,16,1,"všední",10]
[3113,null,null,"1999-05-10T16:29:59.999",5,10,17,1,"všední",9.9]
[3114,null,null,"1999-05-10T17:29:59.999",5,10,18,1,"všední",10.6]
[3115,null,null,"1999-05-10T18:29:59.999",5,10,19,1,"všední",10.1]
[3116,null,null,"1999-05-10T19:29:59.999",5,10,20,1,"všední",8.9]
[3117,null,null,"1999-05-10T20:29:59.999",5,10,21,1,"všední",7.5]
[3118,null,null,"1999-05-10T21:29:59.999",5,10,22,1,"všední",6.4]
[3119,null,null,"1999-05-10T22:29:59.999",5,10,23,1,"všední",5.8]
[3120,null,null,"1999-05-10T23:29:59.999",5,10,24,1,"všední",5.0999999999999996]
[3121,null,null,"1999-05-11T00:29:59.999",5,11,1,2,"všední",4.4000000000000004]
[3122,null,null,"1999-05-11T01:29:59.999",5,11,2,2,"všední",3.9]
[3123,null,null,"1999-05-11T02:29:59.999",5,11,3,2,"všední",3.2]
[3124,null,null,"1999-05-11T03:29:59.999",5,11,4,2,"všední",1.8]
[3125,null,null,"1999-05-11T04:29:59.999",5,11,5,2,"všední",2.5]
[3126,null,null,"1999-05-11T05:29:59.999",5,11,6,2,"všední",3.7]
[3127,null,null,"1999-05-11T06:29:59.999",5,11,7,2,"všední",5.5]
[3128,null,null,"1999-05-11T07:29:59.999",5,11,8,2,"všední",8.3000000000000007]
[3129,null,null,"1999-05-11T08:29:59.999",5,11,9,2,"všední",11.5]
[3130,null,null,"1999-05-11T09:29:59.999",5,11,10,2,"všední",12]
[3131,null,null,"1999-05-11T10:29:59.999",5,11,11,2,"všední",12.3]
[3132,null,null,"1999-05-11T11:29:59.999",5,11,12,2,"všední",13.1]
[3133,null,null,"1999-05-11T12:29:59.999",5,11,13,2,"všední",13.4]
[3134,null,null,"1999-05-11T13:29:59.999",5,11,14,2,"všední",13.7]
[3135,null,null,"1999-05-11T14:29:59.999",5,11,15,2,"všední",13]
[3136,null,null,"1999-05-11T15:29:59.999",5,11,16,2,"všední",13.3]
[3137,null,null,"1999-05-11T16:29:59.999",5,11,17,2,"všední",13.5]
[3138,null,null,"1999-05-11T17:29:59.999",5,11,18,{"$f":"WEEKDAY(D3146-1)","v":2},{"$f":"IF(OR(E3146=7,E3146=8),\"prázdniny\",(IF(H3146=6,\"víkend\",IF(H3146=7,\"víkend\",IF(AND(E3146=1,F3146=1),\"prázdniny\",\"všední\")))))","v":"všední"},12.6]
[3139,null,null,{"$f":"D3146+1/24","v":"1999-05-11T18:29:59.999"},5,11,19,2,"všední",12.4]
[3140,null,null,"1999-05-11T19:29:59.999",5,11,20,2,"všední",12]
[3141,null,null,"1999-05-11T20:29:59.999",5,11,21,2,"všední",11.6]
[3142,null,null,"1999-05-11T21:29:59.999",5,11,22,2,"všední",10.7]
[3143,null,null,"1999-05-11T22:29:59.999",5,11,23,2,"všední",10.5]
[3144,null,null,"1999-05-11T23:29:59.999",5,11,24,2,"všední",10]
[3145,null,null,"1999-05-12T00:29:59.999",5,12,1,3,"všední",9.1]
[3146,null,null,"1999-05-12T01:29:59.999",5,12,2,3,"všední",8.5]
[3147,null,null,"1999-05-12T02:29:59.999",5,12,3,3,"všední",8.3000000000000007]
[3148,null,null,"1999-05-12T03:29:59.999",5,12,4,3,"všední",8.1]
[3149,null,null,"1999-05-12T04:29:59.999",5,12,5,3,"všední",8.6]
[3150,null,null,"1999-05-12T05:29:59.999",5,12,6,3,"všední",9.4]
[3151,null,null,"1999-05-12T06:29:59.999",5,12,7,3,"všední",10]
[3152,null,null,"1999-05-12T07:29:59.999",5,12,8,3,"všední",10.6]
[3153,null,null,"1999-05-12T08:29:59.999",5,12,9,3,"všední",11.2]
[3154,null,null,"1999-05-12T09:29:59.999",5,12,10,3,"všední",11.3]
[3155,null,null,"1999-05-12T10:29:59.999",5,12,11,3,"všední",11.8]
[3156,null,null,"1999-05-12T11:29:59.999",5,12,12,3,"všední",12.4]
[3157,null,null,"1999-05-12T12:29:59.999",5,12,13,3,"všední",12.5]
[3158,null,null,"1999-05-12T13:29:59.999",5,12,14,3,"všední",13.1]
[3159,null,null,"1999-05-12T14:29:59.999",5,12,15,3,"všední",13.1]
[3160,null,null,"1999-05-12T15:29:59.999",5,12,16,3,"všední",13]
[3161,null,null,"1999-05-12T16:29:59.999",5,12,17,3,"všední",13.1]
[3162,null,null,"1999-05-12T17:29:59.999",5,12,{"$f":"G3146","v":18},3,"všední",13.4]
[3163,null,null,"1999-05-12T18:29:59.999",5,12,19,3,"všední",13.6]
[3164,null,null,"1999-05-12T19:29:59.999",5,12,20,3,"všední",13.2]
[3165,null,null,"1999-05-12T20:29:59.999",5,12,21,3,"všední",12.7]
[3166,null,null,"1999-05-12T21:29:59.999",5,12,22,3,"všední",11.8]
[3167,null,null,"1999-05-12T22:29:59.999",5,12,23,3,"všední",11.6]
[3168,null,null,"1999-05-12T23:29:59.999",5,12,24,3,"všední",11.4]
[3169,null,null,"1999-05-13T00:29:59.999",5,13,1,4,"všední",11.3]
[3170,null,null,"1999-05-13T01:29:59.999",5,13,2,4,"všední",11.3]
[3171,null,null,"1999-05-13T02:29:59.999",5,13,3,4,"všední",11.2]
[3172,null,null,"1999-05-13T03:29:59.999",5,13,4,4,"všední",11.2]
[3173,null,null,"1999-05-13T04:29:59.999",5,13,5,4,"všední",11.2]
[3174,null,null,"1999-05-13T05:29:59.999",5,13,6,4,"všední",11.3]
[3175,null,null,"1999-05-13T06:29:59.999",5,13,7,4,"všední",11.1]
[3176,null,null,"1999-05-13T07:29:59.999",5,13,8,4,"všední",10.7]
[3177,null,null,"1999-05-13T08:29:59.999",5,13,9,4,"všední",10.4]
[3178,null,null,"1999-05-13T09:29:59.999",5,13,10,4,"všední",10]
[3179,null,null,"1999-05-13T10:29:59.999",5,13,11,4,"všední",9.6999999999999993]
[3180,null,null,"1999-05-13T11:29:59.999",5,13,12,4,"všední",9.3000000000000007]
[3181,null,null,"1999-05-13T12:29:59.999",5,13,13,4,"všední",9]
[3182,null,null,"1999-05-13T13:29:59.999",5,13,14,4,"všední",8.3000000000000007]
[3183,null,null,"1999-05-13T14:29:59.999",5,13,15,4,"všední",7.7]
[3184,null,null,"1999-05-13T15:29:59.999",5,13,16,4,"všední",7.6]
[3185,null,null,"1999-05-13T16:29:59.999",5,13,17,4,"všední",7.2]
[3186,null,null,"1999-05-13T17:29:59.999",5,13,18,4,"všední",7.2]
[3187,null,null,"1999-05-13T18:29:59.999",5,13,19,4,"všední",6.7]
[3188,null,null,"1999-05-13T19:29:59.999",5,13,20,4,"všední",6.2]
[3189,null,null,"1999-05-13T20:29:59.999",5,13,21,4,"všední",5.4]
[3190,null,null,"1999-05-13T21:29:59.999",5,13,22,4,"všední",5.2]
[3191,null,null,"1999-05-13T22:29:59.999",5,13,23,4,"všední",5]
[3192,null,null,"1999-05-13T23:29:59.999",5,13,24,4,"všední",5]
[3193,null,null,"1999-05-14T00:29:59.999",5,14,1,5,"všední",5.4]
[3194,null,null,"1999-05-14T01:29:59.999",5,14,2,5,"všední",6]
[3195,null,null,"1999-05-14T02:29:59.999",5,14,3,5,"všední",5.8]
[3196,null,null,"1999-05-14T03:29:59.999",5,14,4,5,"všední",4.8]
[3197,null,null,"1999-05-14T04:29:59.999",5,14,5,5,"všední",5.0999999999999996]
[3198,null,null,"1999-05-14T05:29:59.999",5,14,6,5,"všední",5.7]
[3199,null,null,"1999-05-14T06:29:59.999",5,14,7,5,"všední",5.9]
[3200,null,null,"1999-05-14T07:29:59.999",5,14,8,5,"všední",6.3]
[3201,null,null,"1999-05-14T08:29:59.999",5,14,9,5,"všední",7.3]
[3202,null,null,"1999-05-14T09:29:59.999",5,14,10,{"$f":"WEEKDAY(D3210-1)","v":5},{"$f":"IF(OR(E3210=7,E3210=8),\"prázdniny\",(IF(H3210=6,\"víkend\",IF(H3210=7,\"víkend\",IF(AND(E3210=1,F3210=1),\"prázdniny\",\"všední\")))))","v":"všední"},7.8]
[3203,null,null,{"$f":"D3210+1/24","v":"1999-05-14T10:29:59.999"},5,14,11,5,"všední",8.8000000000000007]
[3204,null,null,"1999-05-14T11:29:59.999",5,14,12,5,"všední",8.6]
[3205,null,null,"1999-05-14T12:29:59.999",5,14,13,5,"všední",7.9]
[3206,null,null,"1999-05-14T13:29:59.999",5,14,14,5,"všední",8.4]
[3207,null,null,"1999-05-14T14:29:59.999",5,14,15,5,"všední",8.3000000000000007]
[3208,null,null,"1999-05-14T15:29:59.999",5,14,16,5,"všední",7.8]
[3209,null,null,"1999-05-14T16:29:59.999",5,14,17,5,"všední",7.2]
[3210,null,null,"1999-05-14T17:29:59.999",5,14,18,5,"všední",7.8]
[3211,null,null,"1999-05-14T18:29:59.999",5,14,19,5,"všední",7.8]
[3212,null,null,"1999-05-14T19:29:59.999",5,14,20,5,"všední",7.6]
[3213,null,null,"1999-05-14T20:29:59.999",5,14,21,5,"všední",6.4]
[3214,null,null,"1999-05-14T21:29:59.999",5,14,22,5,"všední",5.8]
[3215,null,null,"1999-05-14T22:29:59.999",5,14,23,5,"všední",5.7]
[3216,null,null,"1999-05-14T23:29:59.999",5,14,24,5,"všední",3.4]
[3217,null,null,"1999-05-15T00:29:59.999",5,15,1,6,"víkend",3.4]
[3218,null,null,"1999-05-15T01:29:59.999",5,15,2,6,"víkend",2.9]
[3219,null,null,"1999-05-15T02:29:59.999",5,15,3,6,"víkend",2.5]
[3220,null,null,"1999-05-15T03:29:59.999",5,15,4,6,"víkend",2.2000000000000002]
[3221,null,null,"1999-05-15T04:29:59.999",5,15,5,6,"víkend",1.7]
[3222,null,null,"1999-05-15T05:29:59.999",5,15,6,6,"víkend",3.9]
[3223,null,null,"1999-05-15T06:29:59.999",5,15,7,6,"víkend",5.9]
[3224,null,null,"1999-05-15T07:29:59.999",5,15,8,6,"víkend",7.4]
[3225,null,null,"1999-05-15T08:29:59.999",5,15,9,6,"víkend",9.4]
[3226,null,null,"1999-05-15T09:29:59.999",5,15,{"$f":"G3210","v":10},6,"víkend",10.4]
[3227,null,null,"1999-05-15T10:29:59.999",5,15,11,6,"víkend",11.3]
[3228,null,null,"1999-05-15T11:29:59.999",5,15,12,6,"víkend",10.8]
[3229,null,null,"1999-05-15T12:29:59.999",5,15,13,6,"víkend",12.1]
[3230,null,null,"1999-05-15T13:29:59.999",5,15,14,6,"víkend",11.9]
[3231,null,null,"1999-05-15T14:29:59.999",5,15,15,6,"víkend",12.6]
[3232,null,null,"1999-05-15T15:29:59.999",5,15,16,6,"víkend",12.2]
[3233,null,null,"1999-05-15T16:29:59.999",5,15,17,6,"víkend",12.5]
[3234,null,null,"1999-05-15T17:29:59.999",5,15,18,6,"víkend",11.9]
[3235,null,null,"1999-05-15T18:29:59.999",5,15,19,6,"víkend",11.5]
[3236,null,null,"1999-05-15T19:29:59.999",5,15,20,6,"víkend",10]
[3237,null,null,"1999-05-15T20:29:59.999",5,15,21,6,"víkend",8.3000000000000007]
[3238,null,null,"1999-05-15T21:29:59.999",5,15,22,6,"víkend",7.1]
[3239,null,null,"1999-05-15T22:29:59.999",5,15,23,6,"víkend",5.8]
[3240,null,null,"1999-05-15T23:29:59.999",5,15,24,6,"víkend",4.5999999999999996]
[3241,null,null,"1999-05-16T00:29:59.999",5,16,1,7,"víkend",3.5]
[3242,null,null,"1999-05-16T01:29:59.999",5,16,2,7,"víkend",2.9]
[3243,null,null,"1999-05-16T02:29:59.999",5,16,3,7,"víkend",2.7]
[3244,null,null,"1999-05-16T03:29:59.999",5,16,4,7,"víkend",2.2000000000000002]
[3245,null,null,"1999-05-16T04:29:59.999",5,16,5,7,"víkend",2.4]
[3246,null,null,"1999-05-16T05:29:59.999",5,16,6,7,"víkend",5.5]
[3247,null,null,"1999-05-16T06:29:59.999",5,16,7,7,"víkend",6.8]
[3248,null,null,"1999-05-16T07:29:59.999",5,16,8,7,"víkend",10]
[3249,null,null,"1999-05-16T08:29:59.999",5,16,9,7,"víkend",11.4]
[3250,null,null,"1999-05-16T09:29:59.999",5,16,10,7,"víkend",12.5]
[3251,null,null,"1999-05-16T10:29:59.999",5,16,11,7,"víkend",14.4]
[3252,null,null,"1999-05-16T11:29:59.999",5,16,12,7,"víkend",15]
[3253,null,null,"1999-05-16T12:29:59.999",5,16,13,7,"víkend",15.7]
[3254,null,null,"1999-05-16T13:29:59.999",5,16,14,7,"víkend",15.5]
[3255,null,null,"1999-05-16T14:29:59.999",5,16,15,7,"víkend",15.6]
[3256,null,null,"1999-05-16T15:29:59.999",5,16,16,7,"víkend",15.7]
[3257,null,null,"1999-05-16T16:29:59.999",5,16,17,7,"víkend",14.9]
[3258,null,null,"1999-05-16T17:29:59.999",5,16,18,7,"víkend",14.3]
[3259,null,null,"1999-05-16T18:29:59.999",5,16,19,7,"víkend",13]
[3260,null,null,"1999-05-16T19:29:59.999",5,16,20,7,"víkend",12.4]
[3261,null,null,"1999-05-16T20:29:59.999",5,16,21,7,"víkend",11.8]
[3262,null,null,"1999-05-16T21:29:59.999",5,16,22,7,"víkend",11]
[3263,null,null,"1999-05-16T22:29:59.999",5,16,23,7,"víkend",10.1]
[3264,null,null,"1999-05-16T23:29:59.999",5,16,24,7,"víkend",9.6999999999999993]
[3265,null,null,"1999-05-17T00:29:59.999",5,17,1,1,"všední",9.3000000000000007]
[3266,null,null,"1999-05-17T01:29:59.999",5,17,2,{"$f":"WEEKDAY(D3274-1)","v":1},{"$f":"IF(OR(E3274=7,E3274=8),\"prázdniny\",(IF(H3274=6,\"víkend\",IF(H3274=7,\"víkend\",IF(AND(E3274=1,F3274=1),\"prázdniny\",\"všední\")))))","v":"všední"},9.6]
[3267,null,null,{"$f":"D3274+1/24","v":"1999-05-17T02:29:59.999"},5,17,3,1,"všední",10]
[3268,null,null,"1999-05-17T03:29:59.999",5,17,4,1,"všední",10]
[3269,null,null,"1999-05-17T04:29:59.999",5,17,5,1,"všední",9.9]
[3270,null,null,"1999-05-17T05:29:59.999",5,17,6,1,"všední",10.1]
[3271,null,null,"1999-05-17T06:29:59.999",5,17,7,1,"všední",11.6]
[3272,null,null,"1999-05-17T07:29:59.999",5,17,8,1,"všední",11.8]
[3273,null,null,"1999-05-17T08:29:59.999",5,17,9,1,"všední",12.2]
[3274,null,null,"1999-05-17T09:29:59.999",5,17,10,1,"všední",13.3]
[3275,null,null,"1999-05-17T10:29:59.999",5,17,11,1,"všední",14.6]
[3276,null,null,"1999-05-17T11:29:59.999",5,17,12,1,"všední",15.5]
[3277,null,null,"1999-05-17T12:29:59.999",5,17,13,1,"všední",15.9]
[3278,null,null,"1999-05-17T13:29:59.999",5,17,14,1,"všední",14.7]
[3279,null,null,"1999-05-17T14:29:59.999",5,17,15,1,"všední",17.100000000000001]
[3280,null,null,"1999-05-17T15:29:59.999",5,17,16,1,"všední",17.600000000000001]
[3281,null,null,"1999-05-17T16:29:59.999",5,17,17,1,"všední",17.100000000000001]
[3282,null,null,"1999-05-17T17:29:59.999",5,17,18,1,"všední",15.8]
[3283,null,null,"1999-05-17T18:29:59.999",5,17,19,1,"všední",14.3]
[3284,null,null,"1999-05-17T19:29:59.999",5,17,20,1,"všední",12.5]
[3285,null,null,"1999-05-17T20:29:59.999",5,17,21,1,"všední",12.1]
[3286,null,null,"1999-05-17T21:29:59.999",5,17,22,1,"všední",11.9]
[3287,null,null,"1999-05-17T22:29:59.999",5,17,23,1,"všední",11.2]
[3288,null,null,"1999-05-17T23:29:59.999",5,17,24,1,"všední",11.4]
[3289,null,null,"1999-05-18T00:29:59.999",5,18,1,2,"všední",11.4]
[3290,null,null,"1999-05-18T01:29:59.999",5,18,{"$f":"G3274","v":2},2,"všední",10.6]
[3291,null,null,"1999-05-18T02:29:59.999",5,18,3,2,"všední",10.199999999999999]
[3292,null,null,"1999-05-18T03:29:59.999",5,18,4,2,"všední",10.5]
[3293,null,null,"1999-05-18T04:29:59.999",5,18,5,2,"všední",10.1]
[3294,null,null,"1999-05-18T05:29:59.999",5,18,6,2,"všední",10.199999999999999]
[3295,null,null,"1999-05-18T06:29:59.999",5,18,7,2,"všední",11.4]
[3296,null,null,"1999-05-18T07:29:59.999",5,18,8,2,"všední",11.5]
[3297,null,null,"1999-05-18T08:29:59.999",5,18,9,2,"všední",12]
[3298,null,null,"1999-05-18T09:29:59.999",5,18,10,2,"všední",12.6]
[3299,null,null,"1999-05-18T10:29:59.999",5,18,11,2,"všední",12.9]
[3300,null,null,"1999-05-18T11:29:59.999",5,18,12,2,"všední",13.5]
[3301,null,null,"1999-05-18T12:29:59.999",5,18,13,2,"všední",15.4]
[3302,null,null,"1999-05-18T13:29:59.999",5,18,14,2,"všední",17]
[3303,null,null,"1999-05-18T14:29:59.999",5,18,15,2,"všední",17.8]
[3304,null,null,"1999-05-18T15:29:59.999",5,18,16,2,"všední",17.899999999999999]
[3305,null,null,"1999-05-18T16:29:59.999",5,18,17,2,"všední",17.600000000000001]
[3306,null,null,"1999-05-18T17:29:59.999",5,18,18,2,"všední",17]
[3307,null,null,"1999-05-18T18:29:59.999",5,18,19,2,"všední",16.399999999999999]
[3308,null,null,"1999-05-18T19:29:59.999",5,18,20,2,"všední",15.4]
[3309,null,null,"1999-05-18T20:29:59.999",5,18,21,2,"všední",14.1]
[3310,null,null,"1999-05-18T21:29:59.999",5,18,22,2,"všední",12.5]
[3311,null,null,"1999-05-18T22:29:59.999",5,18,23,2,"všední",12.1]
[3312,null,null,"1999-05-18T23:29:59.999",5,18,24,2,"všední",12.3]
[3313,null,null,"1999-05-19T00:29:59.999",5,19,1,3,"všední",9.9]
[3314,null,null,"1999-05-19T01:29:59.999",5,19,2,3,"všední",8.1999999999999993]
[3315,null,null,"1999-05-19T02:29:59.999",5,19,3,3,"všední",7.4]
[3316,null,null,"1999-05-19T03:29:59.999",5,19,4,3,"všední",7.4]
[3317,null,null,"1999-05-19T04:29:59.999",5,19,5,3,"všední",7.4]
[3318,null,null,"1999-05-19T05:29:59.999",5,19,6,3,"všední",7.5]
[3319,null,null,"1999-05-19T06:29:59.999",5,19,7,3,"všední",7.2]
[3320,null,null,"1999-05-19T07:29:59.999",5,19,8,3,"všední",7.2]
[3321,null,null,"1999-05-19T08:29:59.999",5,19,9,3,"všední",7.8]
[3322,null,null,"1999-05-19T09:29:59.999",5,19,10,3,"všední",8.1]
[3323,null,null,"1999-05-19T10:29:59.999",5,19,11,3,"všední",8.6999999999999993]
[3324,null,null,"1999-05-19T11:29:59.999",5,19,12,3,"všední",9.4]
[3325,null,null,"1999-05-19T12:29:59.999",5,19,13,3,"všední",9.6999999999999993]
[3326,null,null,"1999-05-19T13:29:59.999",5,19,14,3,"všední",9.9]
[3327,null,null,"1999-05-19T14:29:59.999",5,19,15,3,"všední",10.3]
[3328,null,null,"1999-05-19T15:29:59.999",5,19,16,3,"všední",11.6]
[3329,null,null,"1999-05-19T16:29:59.999",5,19,17,3,"všední",11.2]
[3330,null,null,"1999-05-19T17:29:59.999",5,19,18,{"$f":"WEEKDAY(D3338-1)","v":3},{"$f":"IF(OR(E3338=7,E3338=8),\"prázdniny\",(IF(H3338=6,\"víkend\",IF(H3338=7,\"víkend\",IF(AND(E3338=1,F3338=1),\"prázdniny\",\"všední\")))))","v":"všední"},10.8]
[3331,null,null,{"$f":"D3338+1/24","v":"1999-05-19T18:29:59.999"},5,19,19,3,"všední",9.6999999999999993]
[3332,null,null,"1999-05-19T19:29:59.999",5,19,20,3,"všední",8.8000000000000007]
[3333,null,null,"1999-05-19T20:29:59.999",5,19,21,3,"všední",7.3]
[3334,null,null,"1999-05-19T21:29:59.999",5,19,22,3,"všední",6.3]
[3335,null,null,"1999-05-19T22:29:59.999",5,19,23,3,"všední",5.6]
[3336,null,null,"1999-05-19T23:29:59.999",5,19,24,3,"všední",5]
[3337,null,null,"1999-05-20T00:29:59.999",5,20,1,4,"všední",4.2]
[3338,null,null,"1999-05-20T01:29:59.999",5,20,2,4,"všední",3.9]
[3339,null,null,"1999-05-20T02:29:59.999",5,20,3,4,"všední",3.7]
[3340,null,null,"1999-05-20T03:29:59.999",5,20,4,4,"všední",3.3]
[3341,null,null,"1999-05-20T04:29:59.999",5,20,5,4,"všední",3.7]
[3342,null,null,"1999-05-20T05:29:59.999",5,20,6,4,"všední",4.5]
[3343,null,null,"1999-05-20T06:29:59.999",5,20,7,4,"všední",6.3]
[3344,null,null,"1999-05-20T07:29:59.999",5,20,8,4,"všední",8.1999999999999993]
[3345,null,null,"1999-05-20T08:29:59.999",5,20,9,4,"všední",10.199999999999999]
[3346,null,null,"1999-05-20T09:29:59.999",5,20,10,4,"všední",10.8]
[3347,null,null,"1999-05-20T10:29:59.999",5,20,11,4,"všední",11.2]
[3348,null,null,"1999-05-20T11:29:59.999",5,20,12,4,"všední",11.3]
[3349,null,null,"1999-05-20T12:29:59.999",5,20,13,4,"všední",12.7]
[3350,null,null,"1999-05-20T13:29:59.999",5,20,14,4,"všední",12.2]
[3351,null,null,"1999-05-20T14:29:59.999",5,20,15,4,"všední",11.7]
[3352,null,null,"1999-05-20T15:29:59.999",5,20,16,4,"všední",12.3]
[3353,null,null,"1999-05-20T16:29:59.999",5,20,17,4,"všední",12.1]
[3354,null,null,"1999-05-20T17:29:59.999",5,20,{"$f":"G3338","v":18},4,"všední",11.5]
[3355,null,null,"1999-05-20T18:29:59.999",5,20,19,4,"všední",11.3]
[3356,null,null,"1999-05-20T19:29:59.999",5,20,20,4,"všední",10.9]
[3357,null,null,"1999-05-20T20:29:59.999",5,20,21,4,"všední",10.6]
[3358,null,null,"1999-05-20T21:29:59.999",5,20,22,4,"všední",9.8000000000000007]
[3359,null,null,"1999-05-20T22:29:59.999",5,20,23,4,"všední",9]
[3360,null,null,"1999-05-20T23:29:59.999",5,20,24,4,"všední",9.1]
[3361,null,null,"1999-05-21T00:29:59.999",5,21,1,5,"všední",7.8]
[3362,null,null,"1999-05-21T01:29:59.999",5,21,2,5,"všední",6.7]
[3363,null,null,"1999-05-21T02:29:59.999",5,21,3,5,"všední",6.5]
[3364,null,null,"1999-05-21T03:29:59.999",5,21,4,5,"všední",5.6]
[3365,null,null,"1999-05-21T04:29:59.999",5,21,5,5,"všední",5.5]
[3366,null,null,"1999-05-21T05:29:59.999",5,21,6,5,"všední",7]
[3367,null,null,"1999-05-21T06:29:59.999",5,21,7,5,"všední",8.1999999999999993]
[3368,null,null,"1999-05-21T07:29:59.999",5,21,8,5,"všední",10.3]
[3369,null,null,"1999-05-21T08:29:59.999",5,21,9,5,"všední",11.7]
[3370,null,null,"1999-05-21T09:29:59.999",5,21,10,5,"všední",13.3]
[3371,null,null,"1999-05-21T10:29:59.999",5,21,11,5,"všední",13.5]
[3372,null,null,"1999-05-21T11:29:59.999",5,21,12,5,"všední",15]
[3373,null,null,"1999-05-21T12:29:59.999",5,21,13,5,"všední",13.8]
[3374,null,null,"1999-05-21T13:29:59.999",5,21,14,5,"všední",14.5]
[3375,null,null,"1999-05-21T14:29:59.999",5,21,15,5,"všední",14.5]
[3376,null,null,"1999-05-21T15:29:59.999",5,21,16,5,"všední",12.8]
[3377,null,null,"1999-05-21T16:29:59.999",5,21,17,5,"všední",13.7]
[3378,null,null,"1999-05-21T17:29:59.999",5,21,18,5,"všední",12.2]
[3379,null,null,"1999-05-21T18:29:59.999",5,21,19,5,"všední",12.2]
[3380,null,null,"1999-05-21T19:29:59.999",5,21,20,5,"všední",11.3]
[3381,null,null,"1999-05-21T20:29:59.999",5,21,21,5,"všední",10]
[3382,null,null,"1999-05-21T21:29:59.999",5,21,22,5,"všední",9.1]
[3383,null,null,"1999-05-21T22:29:59.999",5,21,23,5,"všední",8.5]
[3384,null,null,"1999-05-21T23:29:59.999",5,21,24,5,"všední",7.9]
[3385,null,null,"1999-05-22T00:29:59.999",5,22,1,6,"víkend",5.4]
[3386,null,null,"1999-05-22T01:29:59.999",5,22,2,6,"víkend",4.5]
[3387,null,null,"1999-05-22T02:29:59.999",5,22,3,6,"víkend",3.8]
[3388,null,null,"1999-05-22T03:29:59.999",5,22,4,6,"víkend",3]
[3389,null,null,"1999-05-22T04:29:59.999",5,22,5,6,"víkend",2.9]
[3390,null,null,"1999-05-22T05:29:59.999",5,22,6,6,"víkend",3.7]
[3391,null,null,"1999-05-22T06:29:59.999",5,22,7,6,"víkend",6]
[3392,null,null,"1999-05-22T07:29:59.999",5,22,8,6,"víkend",9.1]
[3393,null,null,"1999-05-22T08:29:59.999",5,22,9,6,"víkend",12]
[3394,null,null,"1999-05-22T09:29:59.999",5,22,10,{"$f":"WEEKDAY(D3402-1)","v":6},{"$f":"IF(OR(E3402=7,E3402=8),\"prázdniny\",(IF(H3402=6,\"víkend\",IF(H3402=7,\"víkend\",IF(AND(E3402=1,F3402=1),\"prázdniny\",\"všední\")))))","v":"víkend"},12.1]
[3395,null,null,{"$f":"D3402+1/24","v":"1999-05-22T10:29:59.999"},5,22,11,6,"víkend",11.9]
[3396,null,null,"1999-05-22T11:29:59.999",5,22,12,6,"víkend",12.7]
[3397,null,null,"1999-05-22T12:29:59.999",5,22,13,6,"víkend",14.1]
[3398,null,null,"1999-05-22T13:29:59.999",5,22,14,6,"víkend",15]
[3399,null,null,"1999-05-22T14:29:59.999",5,22,15,6,"víkend",15]
[3400,null,null,"1999-05-22T15:29:59.999",5,22,16,6,"víkend",15.6]
[3401,null,null,"1999-05-22T16:29:59.999",5,22,17,6,"víkend",15.6]
[3402,null,null,"1999-05-22T17:29:59.999",5,22,18,6,"víkend",14.9]
[3403,null,null,"1999-05-22T18:29:59.999",5,22,19,6,"víkend",13.9]
[3404,null,null,"1999-05-22T19:29:59.999",5,22,20,6,"víkend",12.4]
[3405,null,null,"1999-05-22T20:29:59.999",5,22,21,6,"víkend",11.2]
[3406,null,null,"1999-05-22T21:29:59.999",5,22,22,6,"víkend",9.8000000000000007]
[3407,null,null,"1999-05-22T22:29:59.999",5,22,23,6,"víkend",8]
[3408,null,null,"1999-05-22T23:29:59.999",5,22,24,6,"víkend",6.7]
[3409,null,null,"1999-05-23T00:29:59.999",5,23,1,7,"víkend",6.4]
[3410,null,null,"1999-05-23T01:29:59.999",5,23,2,7,"víkend",4.3]
[3411,null,null,"1999-05-23T02:29:59.999",5,23,3,7,"víkend",3.7]
[3412,null,null,"1999-05-23T03:29:59.999",5,23,4,7,"víkend",3.1]
[3413,null,null,"1999-05-23T04:29:59.999",5,23,5,7,"víkend",2.7]
[3414,null,null,"1999-05-23T05:29:59.999",5,23,6,7,"víkend",4.3]
[3415,null,null,"1999-05-23T06:29:59.999",5,23,7,7,"víkend",7.9]
[3416,null,null,"1999-05-23T07:29:59.999",5,23,8,7,"víkend",11.8]
[3417,null,null,"1999-05-23T08:29:59.999",5,23,9,7,"víkend",12.8]
[3418,null,null,"1999-05-23T09:29:59.999",5,23,{"$f":"G3402","v":10},7,"víkend",15.5]
[3419,null,null,"1999-05-23T10:29:59.999",5,23,11,7,"víkend",15.4]
[3420,null,null,"1999-05-23T11:29:59.999",5,23,12,7,"víkend",17.899999999999999]
[3421,null,null,"1999-05-23T12:29:59.999",5,23,13,7,"víkend",17.8]
[3422,null,null,"1999-05-23T13:29:59.999",5,23,14,7,"víkend",19.600000000000001]
[3423,null,null,"1999-05-23T14:29:59.999",5,23,15,7,"víkend",19.399999999999999]
[3424,null,null,"1999-05-23T15:29:59.999",5,23,16,7,"víkend",19]
[3425,null,null,"1999-05-23T16:29:59.999",5,23,17,7,"víkend",19.100000000000001]
[3426,null,null,"1999-05-23T17:29:59.999",5,23,18,7,"víkend",18.7]
[3427,null,null,"1999-05-23T18:29:59.999",5,23,19,7,"víkend",17.100000000000001]
[3428,null,null,"1999-05-23T19:29:59.999",5,23,20,7,"víkend",15.6]
[3429,null,null,"1999-05-23T20:29:59.999",5,23,21,7,"víkend",14.3]
[3430,null,null,"1999-05-23T21:29:59.999",5,23,22,7,"víkend",13.3]
[3431,null,null,"1999-05-23T22:29:59.999",5,23,23,7,"víkend",10.7]
[3432,null,null,"1999-05-23T23:29:59.999",5,23,24,7,"víkend",10.199999999999999]
[3433,null,null,"1999-05-24T00:29:59.999",5,24,1,1,"všední",9.3000000000000007]
[3434,null,null,"1999-05-24T01:29:59.999",5,24,2,1,"všední",8.5]
[3435,null,null,"1999-05-24T02:29:59.999",5,24,3,1,"všední",7.3]
[3436,null,null,"1999-05-24T03:29:59.999",5,24,4,1,"všední",6.2]
[3437,null,null,"1999-05-24T04:29:59.999",5,24,5,1,"všední",6]
[3438,null,null,"1999-05-24T05:29:59.999",5,24,6,1,"všední",8.1]
[3439,null,null,"1999-05-24T06:29:59.999",5,24,7,1,"všední",10.199999999999999]
[3440,null,null,"1999-05-24T07:29:59.999",5,24,8,1,"všední",14.4]
[3441,null,null,"1999-05-24T08:29:59.999",5,24,9,1,"všední",17]
[3442,null,null,"1999-05-24T09:29:59.999",5,24,10,1,"všední",19.5]
[3443,null,null,"1999-05-24T10:29:59.999",5,24,11,1,"všední",21.3]
[3444,null,null,"1999-05-24T11:29:59.999",5,24,12,1,"všední",21.5]
[3445,null,null,"1999-05-24T12:29:59.999",5,24,13,1,"všední",21.6]
[3446,null,null,"1999-05-24T13:29:59.999",5,24,14,1,"všední",22.7]
[3447,null,null,"1999-05-24T14:29:59.999",5,24,15,1,"všední",22.3]
[3448,null,null,"1999-05-24T15:29:59.999",5,24,16,1,"všední",22]
[3449,null,null,"1999-05-24T16:29:59.999",5,24,17,1,"všední",22]
[3450,null,null,"1999-05-24T17:29:59.999",5,24,18,1,"všední",21.7]
[3451,null,null,"1999-05-24T18:29:59.999",5,24,19,1,"všední",20.6]
[3452,null,null,"1999-05-24T19:29:59.999",5,24,20,1,"všední",19]
[3453,null,null,"1999-05-24T20:29:59.999",5,24,21,1,"všední",17.100000000000001]
[3454,null,null,"1999-05-24T21:29:59.999",5,24,22,1,"všední",15.2]
[3455,null,null,"1999-05-24T22:29:59.999",5,24,23,1,"všední",13.4]
[3456,null,null,"1999-05-24T23:29:59.999",5,24,24,1,"všední",12.4]
[3457,null,null,"1999-05-25T00:29:59.999",5,25,1,2,"všední",11.4]
[3458,null,null,"1999-05-25T01:29:59.999",5,25,2,{"$f":"WEEKDAY(D3466-1)","v":2},{"$f":"IF(OR(E3466=7,E3466=8),\"prázdniny\",(IF(H3466=6,\"víkend\",IF(H3466=7,\"víkend\",IF(AND(E3466=1,F3466=1),\"prázdniny\",\"všední\")))))","v":"všední"},10.4]
[3459,null,null,{"$f":"D3466+1/24","v":"1999-05-25T02:29:59.999"},5,25,3,2,"všední",9.3000000000000007]
[3460,null,null,"1999-05-25T03:29:59.999",5,25,4,2,"všední",7.7]
[3461,null,null,"1999-05-25T04:29:59.999",5,25,5,2,"všední",8.4]
[3462,null,null,"1999-05-25T05:29:59.999",5,25,6,2,"všední",10.1]
[3463,null,null,"1999-05-25T06:29:59.999",5,25,7,2,"všední",12]
[3464,null,null,"1999-05-25T07:29:59.999",5,25,8,2,"všední",15.7]
[3465,null,null,"1999-05-25T08:29:59.999",5,25,9,2,"všední",18.600000000000001]
[3466,null,null,"1999-05-25T09:29:59.999",5,25,10,2,"všední",21.2]
[3467,null,null,"1999-05-25T10:29:59.999",5,25,11,2,"všední",22.9]
[3468,null,null,"1999-05-25T11:29:59.999",5,25,12,2,"všední",23.9]
[3469,null,null,"1999-05-25T12:29:59.999",5,25,13,2,"všední",24.9]
[3470,null,null,"1999-05-25T13:29:59.999",5,25,14,2,"všední",25.2]
[3471,null,null,"1999-05-25T14:29:59.999",5,25,15,2,"všední",24]
[3472,null,null,"1999-05-25T15:29:59.999",5,25,16,2,"všední",24.6]
[3473,null,null,"1999-05-25T16:29:59.999",5,25,17,2,"všední",24]
[3474,null,null,"1999-05-25T17:29:59.999",5,25,18,2,"všední",23]
[3475,null,null,"1999-05-25T18:29:59.999",5,25,19,2,"všední",22.3]
[3476,null,null,"1999-05-25T19:29:59.999",5,25,20,2,"všední",20.8]
[3477,null,null,"1999-05-25T20:29:59.999",5,25,21,2,"všední",18.8]
[3478,null,null,"1999-05-25T21:29:59.999",5,25,22,2,"všední",18.8]
[3479,null,null,"1999-05-25T22:29:59.999",5,25,23,2,"všední",16.100000000000001]
[3480,null,null,"1999-05-25T23:29:59.999",5,25,24,2,"všední",15]
[3481,null,null,"1999-05-26T00:29:59.999",5,26,1,3,"všední",14.5]
[3482,null,null,"1999-05-26T01:29:59.999",5,26,{"$f":"G3466","v":2},3,"všední",12.2]
[3483,null,null,"1999-05-26T02:29:59.999",5,26,3,3,"všední",12.1]
[3484,null,null,"1999-05-26T03:29:59.999",5,26,4,3,"všední",11.2]
[3485,null,null,"1999-05-26T04:29:59.999",5,26,5,3,"všední",11]
[3486,null,null,"1999-05-26T05:29:59.999",5,26,6,3,"všední",12.6]
[3487,null,null,"1999-05-26T06:29:59.999",5,26,7,3,"všední",14.9]
[3488,null,null,"1999-05-26T07:29:59.999",5,26,8,3,"všední",18.2]
[3489,null,null,"1999-05-26T08:29:59.999",5,26,9,3,"všední",22]
[3490,null,null,"1999-05-26T09:29:59.999",5,26,10,3,"všední",24]
[3491,null,null,"1999-05-26T10:29:59.999",5,26,11,3,"všední",24.2]
[3492,null,null,"1999-05-26T11:29:59.999",5,26,12,3,"všední",25.2]
[3493,null,null,"1999-05-26T12:29:59.999",5,26,13,3,"všední",26]
[3494,null,null,"1999-05-26T13:29:59.999",5,26,14,3,"všední",27]
[3495,null,null,"1999-05-26T14:29:59.999",5,26,15,3,"všední",26.8]
[3496,null,null,"1999-05-26T15:29:59.999",5,26,16,3,"všední",26]
[3497,null,null,"1999-05-26T16:29:59.999",5,26,17,3,"všední",25.8]
[3498,null,null,"1999-05-26T17:29:59.999",5,26,18,3,"všední",25]
[3499,null,null,"1999-05-26T18:29:59.999",5,26,19,3,"všední",23.6]
[3500,null,null,"1999-05-26T19:29:59.999",5,26,20,3,"všední",22.5]
[3501,null,null,"1999-05-26T20:29:59.999",5,26,21,3,"všední",21.3]
[3502,null,null,"1999-05-26T21:29:59.999",5,26,22,3,"všední",20.7]
[3503,null,null,"1999-05-26T22:29:59.999",5,26,23,3,"všední",20.100000000000001]
[3504,null,null,"1999-05-26T23:29:59.999",5,26,24,3,"všední",18.899999999999999]
[3505,null,null,"1999-05-27T00:29:59.999",5,27,1,4,"všední",18.2]
[3506,null,null,"1999-05-27T01:29:59.999",5,27,2,4,"všední",17.5]
[3507,null,null,"1999-05-27T02:29:59.999",5,27,3,4,"všední",17.100000000000001]
[3508,null,null,"1999-05-27T03:29:59.999",5,27,4,4,"všední",16.899999999999999]
[3509,null,null,"1999-05-27T04:29:59.999",5,27,5,4,"všední",15.6]
[3510,null,null,"1999-05-27T05:29:59.999",5,27,6,4,"všední",17.2]
[3511,null,null,"1999-05-27T06:29:59.999",5,27,7,4,"všední",19.2]
[3512,null,null,"1999-05-27T07:29:59.999",5,27,8,4,"všední",21.7]
[3513,null,null,"1999-05-27T08:29:59.999",5,27,9,4,"všední",22.9]
[3514,null,null,"1999-05-27T09:29:59.999",5,27,10,4,"všední",23.3]
[3515,null,null,"1999-05-27T10:29:59.999",5,27,11,4,"všední",22.9]
[3516,null,null,"1999-05-27T11:29:59.999",5,27,12,4,"všední",23.5]
[3517,null,null,"1999-05-27T12:29:59.999",5,27,13,4,"všední",23]
[3518,null,null,"1999-05-27T13:29:59.999",5,27,14,4,"všední",21.7]
[3519,null,null,"1999-05-27T14:29:59.999",5,27,15,4,"všední",23.2]
[3520,null,null,"1999-05-27T15:29:59.999",5,27,16,4,"všední",23.2]
[3521,null,null,"1999-05-27T16:29:59.999",5,27,17,4,"všední",23.4]
[3522,null,null,"1999-05-27T17:29:59.999",5,27,18,{"$f":"WEEKDAY(D3530-1)","v":4},{"$f":"IF(OR(E3530=7,E3530=8),\"prázdniny\",(IF(H3530=6,\"víkend\",IF(H3530=7,\"víkend\",IF(AND(E3530=1,F3530=1),\"prázdniny\",\"všední\")))))","v":"všední"},22]
[3523,null,null,{"$f":"D3530+1/24","v":"1999-05-27T18:29:59.999"},5,27,19,4,"všední",20.100000000000001]
[3524,null,null,"1999-05-27T19:29:59.999",5,27,20,4,"všední",18]
[3525,null,null,"1999-05-27T20:29:59.999",5,27,21,4,"všední",16.7]
[3526,null,null,"1999-05-27T21:29:59.999",5,27,22,4,"všední",15]
[3527,null,null,"1999-05-27T22:29:59.999",5,27,23,4,"všední",14.2]
[3528,null,null,"1999-05-27T23:29:59.999",5,27,24,4,"všední",13.8]
[3529,null,null,"1999-05-28T00:29:59.999",5,28,1,5,"všední",13.1]
[3530,null,null,"1999-05-28T01:29:59.999",5,28,2,5,"všední",12.1]
[3531,null,null,"1999-05-28T02:29:59.999",5,28,3,5,"všední",11.7]
[3532,null,null,"1999-05-28T03:29:59.999",5,28,4,5,"všední",11.2]
[3533,null,null,"1999-05-28T04:29:59.999",5,28,5,5,"všední",11.2]
[3534,null,null,"1999-05-28T05:29:59.999",5,28,6,5,"všední",13.1]
[3535,null,null,"1999-05-28T06:29:59.999",5,28,7,5,"všední",14.9]
[3536,null,null,"1999-05-28T07:29:59.999",5,28,8,5,"všední",18.100000000000001]
[3537,null,null,"1999-05-28T08:29:59.999",5,28,9,5,"všední",20.5]
[3538,null,null,"1999-05-28T09:29:59.999",5,28,10,5,"všední",20.9]
[3539,null,null,"1999-05-28T10:29:59.999",5,28,11,5,"všední",22.1]
[3540,null,null,"1999-05-28T11:29:59.999",5,28,12,5,"všední",22.3]
[3541,null,null,"1999-05-28T12:29:59.999",5,28,13,5,"všední",23]
[3542,null,null,"1999-05-28T13:29:59.999",5,28,14,5,"všední",22.9]
[3543,null,null,"1999-05-28T14:29:59.999",5,28,15,5,"všední",24.1]
[3544,null,null,"1999-05-28T15:29:59.999",5,28,16,5,"všední",23.8]
[3545,null,null,"1999-05-28T16:29:59.999",5,28,17,5,"všední",23.5]
[3546,null,null,"1999-05-28T17:29:59.999",5,28,{"$f":"G3530","v":18},5,"všední",23]
[3547,null,null,"1999-05-28T18:29:59.999",5,28,19,5,"všední",22.3]
[3548,null,null,"1999-05-28T19:29:59.999",5,28,20,5,"všední",20.9]
[3549,null,null,"1999-05-28T20:29:59.999",5,28,21,5,"všední",19.600000000000001]
[3550,null,null,"1999-05-28T21:29:59.999",5,28,22,5,"všední",17.5]
[3551,null,null,"1999-05-28T22:29:59.999",5,28,23,5,"všední",17.2]
[3552,null,null,"1999-05-28T23:29:59.999",5,28,24,5,"všední",17]
[3553,null,null,"1999-05-29T00:29:59.999",5,29,1,6,"víkend",15]
[3554,null,null,"1999-05-29T01:29:59.999",5,29,2,6,"víkend",14.9]
[3555,null,null,"1999-05-29T02:29:59.999",5,29,3,6,"víkend",13.4]
[3556,null,null,"1999-05-29T03:29:59.999",5,29,4,6,"víkend",13]
[3557,null,null,"1999-05-29T04:29:59.999",5,29,5,6,"víkend",12.7]
[3558,null,null,"1999-05-29T05:29:59.999",5,29,6,6,"víkend",15]
[3559,null,null,"1999-05-29T06:29:59.999",5,29,7,6,"víkend",17.600000000000001]
[3560,null,null,"1999-05-29T07:29:59.999",5,29,8,6,"víkend",20.7]
[3561,null,null,"1999-05-29T08:29:59.999",5,29,9,6,"víkend",22.3]
[3562,null,null,"1999-05-29T09:29:59.999",5,29,10,6,"víkend",22.9]
[3563,null,null,"1999-05-29T10:29:59.999",5,29,11,6,"víkend",25.4]
[3564,null,null,"1999-05-29T11:29:59.999",5,29,12,6,"víkend",25.7]
[3565,null,null,"1999-05-29T12:29:59.999",5,29,13,6,"víkend",26.2]
[3566,null,null,"1999-05-29T13:29:59.999",5,29,14,6,"víkend",28.3]
[3567,null,null,"1999-05-29T14:29:59.999",5,29,15,6,"víkend",27.1]
[3568,null,null,"1999-05-29T15:29:59.999",5,29,16,6,"víkend",26.9]
[3569,null,null,"1999-05-29T16:29:59.999",5,29,17,6,"víkend",26.2]
[3570,null,null,"1999-05-29T17:29:59.999",5,29,18,6,"víkend",25.7]
[3571,null,null,"1999-05-29T18:29:59.999",5,29,19,6,"víkend",21.7]
[3572,null,null,"1999-05-29T19:29:59.999",5,29,20,6,"víkend",19.600000000000001]
[3573,null,null,"1999-05-29T20:29:59.999",5,29,21,6,"víkend",18.7]
[3574,null,null,"1999-05-29T21:29:59.999",5,29,22,6,"víkend",17.8]
[3575,null,null,"1999-05-29T22:29:59.999",5,29,23,6,"víkend",19.100000000000001]
[3576,null,null,"1999-05-29T23:29:59.999",5,29,24,6,"víkend",18.100000000000001]
[3577,null,null,"1999-05-30T00:29:59.999",5,30,1,7,"víkend",17.7]
[3578,null,null,"1999-05-30T01:29:59.999",5,30,2,7,"víkend",16.8]
[3579,null,null,"1999-05-30T02:29:59.999",5,30,3,7,"víkend",15.1]
[3580,null,null,"1999-05-30T03:29:59.999",5,30,4,7,"víkend",14.7]
[3581,null,null,"1999-05-30T04:29:59.999",5,30,5,7,"víkend",14.1]
[3582,null,null,"1999-05-30T05:29:59.999",5,30,6,7,"víkend",14.9]
[3583,null,null,"1999-05-30T06:29:59.999",5,30,7,7,"víkend",16.8]
[3584,null,null,"1999-05-30T07:29:59.999",5,30,8,7,"víkend",18.600000000000001]
[3585,null,null,"1999-05-30T08:29:59.999",5,30,9,7,"víkend",19.2]
[3586,null,null,"1999-05-30T09:29:59.999",5,30,10,{"$f":"WEEKDAY(D3594-1)","v":7},{"$f":"IF(OR(E3594=7,E3594=8),\"prázdniny\",(IF(H3594=6,\"víkend\",IF(H3594=7,\"víkend\",IF(AND(E3594=1,F3594=1),\"prázdniny\",\"všední\")))))","v":"víkend"},20.5]
[3587,null,null,{"$f":"D3594+1/24","v":"1999-05-30T10:29:59.999"},5,30,11,7,"víkend",20.8]
[3588,null,null,"1999-05-30T11:29:59.999",5,30,12,7,"víkend",21.2]
[3589,null,null,"1999-05-30T12:29:59.999",5,30,13,7,"víkend",22.9]
[3590,null,null,"1999-05-30T13:29:59.999",5,30,14,7,"víkend",23.3]
[3591,null,null,"1999-05-30T14:29:59.999",5,30,15,7,"víkend",24]
[3592,null,null,"1999-05-30T15:29:59.999",5,30,16,7,"víkend",21.5]
[3593,null,null,"1999-05-30T16:29:59.999",5,30,17,7,"víkend",17.2]
[3594,null,null,"1999-05-30T17:29:59.999",5,30,18,7,"víkend",16.7]
[3595,null,null,"1999-05-30T18:29:59.999",5,30,19,7,"víkend",16.7]
[3596,null,null,"1999-05-30T19:29:59.999",5,30,20,7,"víkend",16.7]
[3597,null,null,"1999-05-30T20:29:59.999",5,30,21,7,"víkend",16.8]
[3598,null,null,"1999-05-30T21:29:59.999",5,30,22,7,"víkend",15.5]
[3599,null,null,"1999-05-30T22:29:59.999",5,30,23,7,"víkend",15]
[3600,null,null,"1999-05-30T23:29:59.999",5,30,24,7,"víkend",14.9]
[3601,null,null,"1999-05-31T00:29:59.999",5,31,1,1,"všední",15]
[3602,null,null,"1999-05-31T01:29:59.999",5,31,2,1,"všední",14.7]
[3603,null,null,"1999-05-31T02:29:59.999",5,31,3,1,"všední",14.6]
[3604,null,null,"1999-05-31T03:29:59.999",5,31,4,1,"všední",14.7]
[3605,null,null,"1999-05-31T04:29:59.999",5,31,5,1,"všední",15]
[3606,null,null,"1999-05-31T05:29:59.999",5,31,6,1,"všední",15.3]
[3607,null,null,"1999-05-31T06:29:59.999",5,31,7,1,"všední",16.5]
[3608,null,null,"1999-05-31T07:29:59.999",5,31,8,1,"všední",17]
[3609,null,null,"1999-05-31T08:29:59.999",5,31,9,1,"všední",17.5]
[3610,null,null,"1999-05-31T09:29:59.999",5,31,{"$f":"G3594","v":10},1,"všední",18.2]
[3611,null,null,"1999-05-31T10:29:59.999",5,31,11,1,"všední",18]
[3612,null,null,"1999-05-31T11:29:59.999",5,31,12,1,"všední",19.3]
[3613,null,null,"1999-05-31T12:29:59.999",5,31,13,1,"všední",21]
[3614,null,null,"1999-05-31T13:29:59.999",5,31,14,1,"všední",19.600000000000001]
[3615,null,null,"1999-05-31T14:29:59.999",5,31,15,1,"všední",17.399999999999999]
[3616,null,null,"1999-05-31T15:29:59.999",5,31,16,1,"všední",18.5]
[3617,null,null,"1999-05-31T16:29:59.999",5,31,17,1,"všední",18.899999999999999]
[3618,null,null,"1999-05-31T17:29:59.999",5,31,18,1,"všední",18.399999999999999]
[3619,null,null,"1999-05-31T18:29:59.999",5,31,19,1,"všední",17.5]
[3620,null,null,"1999-05-31T19:29:59.999",5,31,20,1,"všední",16.899999999999999]
[3621,null,null,"1999-05-31T20:29:59.999",5,31,21,1,"všední",16.399999999999999]
[3622,null,null,"1999-05-31T21:29:59.999",5,31,22,1,"všední",15.9]
[3623,null,null,"1999-05-31T22:29:59.999",5,31,23,1,"všední",15.8]
[3624,null,null,"1999-05-31T23:29:59.999",5,31,24,1,"všední",15.7]
[3625,null,null,"1999-06-01T00:29:59.999",6,1,1,2,"všední",12.5]
[3626,null,null,"1999-06-01T01:29:59.999",6,1,2,2,"všední",12]
[3627,null,null,"1999-06-01T02:29:59.999",6,1,3,2,"všední",11.5]
[3628,null,null,"1999-06-01T03:29:59.999",6,1,4,2,"všední",10.4]
[3629,null,null,"1999-06-01T04:29:59.999",6,1,5,2,"všední",10.6]
[3630,null,null,"1999-06-01T05:29:59.999",6,1,6,2,"všední",11]
[3631,null,null,"1999-06-01T06:29:59.999",6,1,7,2,"všední",14.8]
[3632,null,null,"1999-06-01T07:29:59.999",6,1,8,2,"všední",15.7]
[3633,null,null,"1999-06-01T08:29:59.999",6,1,9,2,"všední",17.600000000000001]
[3634,null,null,"1999-06-01T09:29:59.999",6,1,10,2,"všední",17.5]
[3635,null,null,"1999-06-01T10:29:59.999",6,1,11,2,"všední",20.3]
[3636,null,null,"1999-06-01T11:29:59.999",6,1,12,2,"všední",21]
[3637,null,null,"1999-06-01T12:29:59.999",6,1,13,2,"všední",20.8]
[3638,null,null,"1999-06-01T13:29:59.999",6,1,14,2,"všední",21.4]
[3639,null,null,"1999-06-01T14:29:59.999",6,1,15,2,"všední",21]
[3640,null,null,"1999-06-01T15:29:59.999",6,1,16,2,"všední",20.2]
[3641,null,null,"1999-06-01T16:29:59.999",6,1,17,2,"všední",18.7]
[3642,null,null,"1999-06-01T17:29:59.999",6,1,18,2,"všední",17.8]
[3643,null,null,"1999-06-01T18:29:59.999",6,1,19,2,"všední",16.2]
[3644,null,null,"1999-06-01T19:29:59.999",6,1,20,2,"všední",14]
[3645,null,null,"1999-06-01T20:29:59.999",6,1,21,2,"všední",13.1]
[3646,null,null,"1999-06-01T21:29:59.999",6,1,22,2,"všední",12]
[3647,null,null,"1999-06-01T22:29:59.999",6,1,23,2,"všední",11.1]
[3648,null,null,"1999-06-01T23:29:59.999",6,1,24,2,"všední",10.1]
[3649,null,null,"1999-06-02T00:29:59.999",6,2,1,3,"všední",9.1999999999999993]
[3650,null,null,"1999-06-02T01:29:59.999",6,2,2,{"$f":"WEEKDAY(D3658-1)","v":3},{"$f":"IF(OR(E3658=7,E3658=8),\"prázdniny\",(IF(H3658=6,\"víkend\",IF(H3658=7,\"víkend\",IF(AND(E3658=1,F3658=1),\"prázdniny\",\"všední\")))))","v":"všední"},8.5]
[3651,null,null,{"$f":"D3658+1/24","v":"1999-06-02T02:29:59.999"},6,2,3,3,"všední",7.8]
[3652,null,null,"1999-06-02T03:29:59.999",6,2,4,3,"všední",6.9]
[3653,null,null,"1999-06-02T04:29:59.999",6,2,5,3,"všední",7.2]
[3654,null,null,"1999-06-02T05:29:59.999",6,2,6,3,"všední",8]
[3655,null,null,"1999-06-02T06:29:59.999",6,2,7,3,"všední",8.1999999999999993]
[3656,null,null,"1999-06-02T07:29:59.999",6,2,8,3,"všední",9.6]
[3657,null,null,"1999-06-02T08:29:59.999",6,2,9,3,"všední",10.6]
[3658,null,null,"1999-06-02T09:29:59.999",6,2,10,3,"všední",12.2]
[3659,null,null,"1999-06-02T10:29:59.999",6,2,11,3,"všední",13.3]
[3660,null,null,"1999-06-02T11:29:59.999",6,2,12,3,"všední",15.4]
[3661,null,null,"1999-06-02T12:29:59.999",6,2,13,3,"všední",15.3]
[3662,null,null,"1999-06-02T13:29:59.999",6,2,14,3,"všední",16.399999999999999]
[3663,null,null,"1999-06-02T14:29:59.999",6,2,15,3,"všední",16.3]
[3664,null,null,"1999-06-02T15:29:59.999",6,2,16,3,"všední",16.899999999999999]
[3665,null,null,"1999-06-02T16:29:59.999",6,2,17,3,"všední",16.8]
[3666,null,null,"1999-06-02T17:29:59.999",6,2,18,3,"všední",16.600000000000001]
[3667,null,null,"1999-06-02T18:29:59.999",6,2,19,3,"všední",15.1]
[3668,null,null,"1999-06-02T19:29:59.999",6,2,20,3,"všední",14]
[3669,null,null,"1999-06-02T20:29:59.999",6,2,21,3,"všední",12.4]
[3670,null,null,"1999-06-02T21:29:59.999",6,2,22,3,"všední",11.8]
[3671,null,null,"1999-06-02T22:29:59.999",6,2,23,3,"všední",11.1]
[3672,null,null,"1999-06-02T23:29:59.999",6,2,24,3,"všední",10.3]
[3673,null,null,"1999-06-03T00:29:59.999",6,3,1,4,"všední",9.6]
[3674,null,null,"1999-06-03T01:29:59.999",6,3,{"$f":"G3658","v":2},4,"všední",7.8]
[3675,null,null,"1999-06-03T02:29:59.999",6,3,3,4,"všední",5.9]
[3676,null,null,"1999-06-03T03:29:59.999",6,3,4,4,"všední",7.4]
[3677,null,null,"1999-06-03T04:29:59.999",6,3,5,4,"všední",9.1]
[3678,null,null,"1999-06-03T05:29:59.999",6,3,6,4,"všední",8.6]
[3679,null,null,"1999-06-03T06:29:59.999",6,3,7,4,"všední",10.6]
[3680,null,null,"1999-06-03T07:29:59.999",6,3,8,4,"všední",13]
[3681,null,null,"1999-06-03T08:29:59.999",6,3,9,4,"všední",14.7]
[3682,null,null,"1999-06-03T09:29:59.999",6,3,10,4,"všední",14.2]
[3683,null,null,"1999-06-03T10:29:59.999",6,3,11,4,"všední",15]
[3684,null,null,"1999-06-03T11:29:59.999",6,3,12,4,"všední",17.600000000000001]
[3685,null,null,"1999-06-03T12:29:59.999",6,3,13,4,"všední",18.899999999999999]
[3686,null,null,"1999-06-03T13:29:59.999",6,3,14,4,"všední",17.100000000000001]
[3687,null,null,"1999-06-03T14:29:59.999",6,3,15,4,"všední",15]
[3688,null,null,"1999-06-03T15:29:59.999",6,3,16,4,"všední",16]
[3689,null,null,"1999-06-03T16:29:59.999",6,3,17,4,"všední",17.399999999999999]
[3690,null,null,"1999-06-03T17:29:59.999",6,3,18,4,"všední",16.600000000000001]
[3691,null,null,"1999-06-03T18:29:59.999",6,3,19,4,"všední",14.6]
[3692,null,null,"1999-06-03T19:29:59.999",6,3,20,4,"všední",12.9]
[3693,null,null,"1999-06-03T20:29:59.999",6,3,21,4,"všední",12.7]
[3694,null,null,"1999-06-03T21:29:59.999",6,3,22,4,"všední",12.4]
[3695,null,null,"1999-06-03T22:29:59.999",6,3,23,4,"všední",11]
[3696,null,null,"1999-06-03T23:29:59.999",6,3,24,4,"všední",9.6999999999999993]
[3697,null,null,"1999-06-04T00:29:59.999",6,4,1,5,"všední",8.3000000000000007]
[3698,null,null,"1999-06-04T01:29:59.999",6,4,2,5,"všední",7.5]
[3699,null,null,"1999-06-04T02:29:59.999",6,4,3,5,"všední",6.6]
[3700,null,null,"1999-06-04T03:29:59.999",6,4,4,5,"všední",6.9]
[3701,null,null,"1999-06-04T04:29:59.999",6,4,5,5,"všední",6.9]
[3702,null,null,"1999-06-04T05:29:59.999",6,4,6,5,"všední",8]
[3703,null,null,"1999-06-04T06:29:59.999",6,4,7,5,"všední",8.9]
[3704,null,null,"1999-06-04T07:29:59.999",6,4,8,5,"všední",10]
[3705,null,null,"1999-06-04T08:29:59.999",6,4,9,5,"všední",10.7]
[3706,null,null,"1999-06-04T09:29:59.999",6,4,10,5,"všední",12.4]
[3707,null,null,"1999-06-04T10:29:59.999",6,4,11,5,"všední",13.1]
[3708,null,null,"1999-06-04T11:29:59.999",6,4,12,5,"všední",11.9]
[3709,null,null,"1999-06-04T12:29:59.999",6,4,13,5,"všední",14]
[3710,null,null,"1999-06-04T13:29:59.999",6,4,14,5,"všední",14.4]
[3711,null,null,"1999-06-04T14:29:59.999",6,4,15,5,"všední",13.7]
[3712,null,null,"1999-06-04T15:29:59.999",6,4,16,5,"všední",14.7]
[3713,null,null,"1999-06-04T16:29:59.999",6,4,17,5,"všední",15.2]
[3714,null,null,"1999-06-04T17:29:59.999",6,4,18,{"$f":"WEEKDAY(D3722-1)","v":5},{"$f":"IF(OR(E3722=7,E3722=8),\"prázdniny\",(IF(H3722=6,\"víkend\",IF(H3722=7,\"víkend\",IF(AND(E3722=1,F3722=1),\"prázdniny\",\"všední\")))))","v":"všední"},14.8]
[3715,null,null,{"$f":"D3722+1/24","v":"1999-06-04T18:29:59.999"},6,4,19,5,"všední",13.8]
[3716,null,null,"1999-06-04T19:29:59.999",6,4,20,5,"všední",11.5]
[3717,null,null,"1999-06-04T20:29:59.999",6,4,21,5,"všední",10.8]
[3718,null,null,"1999-06-04T21:29:59.999",6,4,22,5,"všední",8.9]
[3719,null,null,"1999-06-04T22:29:59.999",6,4,23,5,"všední",8.3000000000000007]
[3720,null,null,"1999-06-04T23:29:59.999",6,4,24,5,"všední",7.6]
[3721,null,null,"1999-06-05T00:29:59.999",6,5,1,6,"víkend",7]
[3722,null,null,"1999-06-05T01:29:59.999",6,5,2,6,"víkend",6.2]
[3723,null,null,"1999-06-05T02:29:59.999",6,5,3,6,"víkend",5.3]
[3724,null,null,"1999-06-05T03:29:59.999",6,5,4,6,"víkend",4]
[3725,null,null,"1999-06-05T04:29:59.999",6,5,5,6,"víkend",5]
[3726,null,null,"1999-06-05T05:29:59.999",6,5,6,6,"víkend",7]
[3727,null,null,"1999-06-05T06:29:59.999",6,5,7,6,"víkend",8.8000000000000007]
[3728,null,null,"1999-06-05T07:29:59.999",6,5,8,6,"víkend",10.6]
[3729,null,null,"1999-06-05T08:29:59.999",6,5,9,6,"víkend",12.6]
[3730,null,null,"1999-06-05T09:29:59.999",6,5,10,6,"víkend",12.7]
[3731,null,null,"1999-06-05T10:29:59.999",6,5,11,6,"víkend",12.3]
[3732,null,null,"1999-06-05T11:29:59.999",6,5,12,6,"víkend",12.9]
[3733,null,null,"1999-06-05T12:29:59.999",6,5,13,6,"víkend",12.6]
[3734,null,null,"1999-06-05T13:29:59.999",6,5,14,6,"víkend",14.1]
[3735,null,null,"1999-06-05T14:29:59.999",6,5,15,6,"víkend",10.7]
[3736,null,null,"1999-06-05T15:29:59.999",6,5,16,6,"víkend",13.3]
[3737,null,null,"1999-06-05T16:29:59.999",6,5,17,6,"víkend",13.1]
[3738,null,null,"1999-06-05T17:29:59.999",6,5,{"$f":"G3722","v":18},6,"víkend",12.7]
[3739,null,null,"1999-06-05T18:29:59.999",6,5,19,6,"víkend",12.7]
[3740,null,null,"1999-06-05T19:29:59.999",6,5,20,6,"víkend",10.6]
[3741,null,null,"1999-06-05T20:29:59.999",6,5,21,6,"víkend",9.6]
[3742,null,null,"1999-06-05T21:29:59.999",6,5,22,6,"víkend",8.4]
[3743,null,null,"1999-06-05T22:29:59.999",6,5,23,6,"víkend",7.5]
[3744,null,null,"1999-06-05T23:29:59.999",6,5,24,6,"víkend",6.6]
[3745,null,null,"1999-06-06T00:29:59.999",6,6,1,7,"víkend",5.7]
[3746,null,null,"1999-06-06T01:29:59.999",6,6,2,7,"víkend",5]
[3747,null,null,"1999-06-06T02:29:59.999",6,6,3,7,"víkend",4.2]
[3748,null,null,"1999-06-06T03:29:59.999",6,6,4,7,"víkend",3.5]
[3749,null,null,"1999-06-06T04:29:59.999",6,6,5,7,"víkend",4.2]
[3750,null,null,"1999-06-06T05:29:59.999",6,6,6,7,"víkend",6.4]
[3751,null,null,"1999-06-06T06:29:59.999",6,6,7,7,"víkend",9.1999999999999993]
[3752,null,null,"1999-06-06T07:29:59.999",6,6,8,7,"víkend",11]
[3753,null,null,"1999-06-06T08:29:59.999",6,6,9,7,"víkend",11.9]
[3754,null,null,"1999-06-06T09:29:59.999",6,6,10,7,"víkend",13.1]
[3755,null,null,"1999-06-06T10:29:59.999",6,6,11,7,"víkend",12.6]
[3756,null,null,"1999-06-06T11:29:59.999",6,6,12,7,"víkend",12.8]
[3757,null,null,"1999-06-06T12:29:59.999",6,6,13,7,"víkend",13.8]
[3758,null,null,"1999-06-06T13:29:59.999",6,6,14,7,"víkend",14.8]
[3759,null,null,"1999-06-06T14:29:59.999",6,6,15,7,"víkend",15.8]
[3760,null,null,"1999-06-06T15:29:59.999",6,6,16,7,"víkend",15.2]
[3761,null,null,"1999-06-06T16:29:59.999",6,6,17,7,"víkend",16.899999999999999]
[3762,null,null,"1999-06-06T17:29:59.999",6,6,18,7,"víkend",16.600000000000001]
[3763,null,null,"1999-06-06T18:29:59.999",6,6,19,7,"víkend",15.8]
[3764,null,null,"1999-06-06T19:29:59.999",6,6,20,7,"víkend",14.5]
[3765,null,null,"1999-06-06T20:29:59.999",6,6,21,7,"víkend",14]
[3766,null,null,"1999-06-06T21:29:59.999",6,6,22,7,"víkend",13.7]
[3767,null,null,"1999-06-06T22:29:59.999",6,6,23,7,"víkend",13]
[3768,null,null,"1999-06-06T23:29:59.999",6,6,24,7,"víkend",12.3]
[3769,null,null,"1999-06-07T00:29:59.999",6,7,1,1,"všední",11.6]
[3770,null,null,"1999-06-07T01:29:59.999",6,7,2,1,"všední",11.3]
[3771,null,null,"1999-06-07T02:29:59.999",6,7,3,1,"všední",11]
[3772,null,null,"1999-06-07T03:29:59.999",6,7,4,1,"všední",10]
[3773,null,null,"1999-06-07T04:29:59.999",6,7,5,1,"všední",10]
[3774,null,null,"1999-06-07T05:29:59.999",6,7,6,1,"všední",11.5]
[3775,null,null,"1999-06-07T06:29:59.999",6,7,7,1,"všední",13.7]
[3776,null,null,"1999-06-07T07:29:59.999",6,7,8,1,"všední",15.4]
[3777,null,null,"1999-06-07T08:29:59.999",6,7,9,1,"všední",16.100000000000001]
[3778,null,null,"1999-06-07T09:29:59.999",6,7,10,{"$f":"WEEKDAY(D3786-1)","v":1},{"$f":"IF(OR(E3786=7,E3786=8),\"prázdniny\",(IF(H3786=6,\"víkend\",IF(H3786=7,\"víkend\",IF(AND(E3786=1,F3786=1),\"prázdniny\",\"všední\")))))","v":"všední"},17.5]
[3779,null,null,{"$f":"D3786+1/24","v":"1999-06-07T10:29:59.999"},6,7,11,1,"všední",18]
[3780,null,null,"1999-06-07T11:29:59.999",6,7,12,1,"všední",19.399999999999999]
[3781,null,null,"1999-06-07T12:29:59.999",6,7,13,1,"všední",19.600000000000001]
[3782,null,null,"1999-06-07T13:29:59.999",6,7,14,1,"všední",18.8]
[3783,null,null,"1999-06-07T14:29:59.999",6,7,15,1,"všední",21]
[3784,null,null,"1999-06-07T15:29:59.999",6,7,16,1,"všední",20.100000000000001]
[3785,null,null,"1999-06-07T16:29:59.999",6,7,17,1,"všední",19]
[3786,null,null,"1999-06-07T17:29:59.999",6,7,18,1,"všední",18.899999999999999]
[3787,null,null,"1999-06-07T18:29:59.999",6,7,19,1,"všední",18.399999999999999]
[3788,null,null,"1999-06-07T19:29:59.999",6,7,20,1,"všední",17.5]
[3789,null,null,"1999-06-07T20:29:59.999",6,7,21,1,"všední",16.7]
[3790,null,null,"1999-06-07T21:29:59.999",6,7,22,1,"všední",15.2]
[3791,null,null,"1999-06-07T22:29:59.999",6,7,23,1,"všední",14.3]
[3792,null,null,"1999-06-07T23:29:59.999",6,7,24,1,"všední",13.4]
[3793,null,null,"1999-06-08T00:29:59.999",6,8,1,2,"všední",12.5]
[3794,null,null,"1999-06-08T01:29:59.999",6,8,2,2,"všední",11]
[3795,null,null,"1999-06-08T02:29:59.999",6,8,3,2,"všední",9.5]
[3796,null,null,"1999-06-08T03:29:59.999",6,8,4,2,"všední",9.6]
[3797,null,null,"1999-06-08T04:29:59.999",6,8,5,2,"všední",9.6999999999999993]
[3798,null,null,"1999-06-08T05:29:59.999",6,8,6,2,"všední",12.1]
[3799,null,null,"1999-06-08T06:29:59.999",6,8,7,2,"všední",13.2]
[3800,null,null,"1999-06-08T07:29:59.999",6,8,8,2,"všední",15]
[3801,null,null,"1999-06-08T08:29:59.999",6,8,9,2,"všední",17.399999999999999]
[3802,null,null,"1999-06-08T09:29:59.999",6,8,{"$f":"G3786","v":10},2,"všední",18.3]
[3803,null,null,"1999-06-08T10:29:59.999",6,8,11,2,"všední",19]
[3804,null,null,"1999-06-08T11:29:59.999",6,8,12,2,"všední",19.3]
[3805,null,null,"1999-06-08T12:29:59.999",6,8,13,2,"všední",20.100000000000001]
[3806,null,null,"1999-06-08T13:29:59.999",6,8,14,2,"všední",20.2]
[3807,null,null,"1999-06-08T14:29:59.999",6,8,15,2,"všední",20.100000000000001]
[3808,null,null,"1999-06-08T15:29:59.999",6,8,16,2,"všední",18.3]
[3809,null,null,"1999-06-08T16:29:59.999",6,8,17,2,"všední",17.100000000000001]
[3810,null,null,"1999-06-08T17:29:59.999",6,8,18,2,"všední",16.399999999999999]
[3811,null,null,"1999-06-08T18:29:59.999",6,8,19,2,"všední",16.2]
[3812,null,null,"1999-06-08T19:29:59.999",6,8,20,2,"všední",15.3]
[3813,null,null,"1999-06-08T20:29:59.999",6,8,21,2,"všední",15.2]
[3814,null,null,"1999-06-08T21:29:59.999",6,8,22,2,"všední",14.4]
[3815,null,null,"1999-06-08T22:29:59.999",6,8,23,2,"všední",13.8]
[3816,null,null,"1999-06-08T23:29:59.999",6,8,24,2,"všední",13.3]
[3817,null,null,"1999-06-09T00:29:59.999",6,9,1,3,"všední",12.7]
[3818,null,null,"1999-06-09T01:29:59.999",6,9,2,3,"všední",12.8]
[3819,null,null,"1999-06-09T02:29:59.999",6,9,3,3,"všední",12.8]
[3820,null,null,"1999-06-09T03:29:59.999",6,9,4,3,"všední",10]
[3821,null,null,"1999-06-09T04:29:59.999",6,9,5,3,"všední",10]
[3822,null,null,"1999-06-09T05:29:59.999",6,9,6,3,"všední",12.2]
[3823,null,null,"1999-06-09T06:29:59.999",6,9,7,3,"všední",14]
[3824,null,null,"1999-06-09T07:29:59.999",6,9,8,3,"všední",15.4]
[3825,null,null,"1999-06-09T08:29:59.999",6,9,9,3,"všední",18]
[3826,null,null,"1999-06-09T09:29:59.999",6,9,10,3,"všední",19.600000000000001]
[3827,null,null,"1999-06-09T10:29:59.999",6,9,11,3,"všední",20.5]
[3828,null,null,"1999-06-09T11:29:59.999",6,9,12,3,"všední",20.399999999999999]
[3829,null,null,"1999-06-09T12:29:59.999",6,9,13,3,"všední",21.1]
[3830,null,null,"1999-06-09T13:29:59.999",6,9,14,3,"všední",21.2]
[3831,null,null,"1999-06-09T14:29:59.999",6,9,15,3,"všední",21]
[3832,null,null,"1999-06-09T15:29:59.999",6,9,16,3,"všední",20.2]
[3833,null,null,"1999-06-09T16:29:59.999",6,9,17,3,"všední",19.100000000000001]
[3834,null,null,"1999-06-09T17:29:59.999",6,9,18,3,"všední",18.899999999999999]
[3835,null,null,"1999-06-09T18:29:59.999",6,9,19,3,"všední",18.7]
[3836,null,null,"1999-06-09T19:29:59.999",6,9,20,3,"všední",17.399999999999999]
[3837,null,null,"1999-06-09T20:29:59.999",6,9,21,3,"všední",16.399999999999999]
[3838,null,null,"1999-06-09T21:29:59.999",6,9,22,3,"všední",15.1]
[3839,null,null,"1999-06-09T22:29:59.999",6,9,23,3,"všední",15.1]
[3840,null,null,"1999-06-09T23:29:59.999",6,9,24,3,"všední",15.1]
[3841,null,null,"1999-06-10T00:29:59.999",6,10,1,4,"všední",15.1]
[3842,null,null,"1999-06-10T01:29:59.999",6,10,2,{"$f":"WEEKDAY(D3850-1)","v":4},{"$f":"IF(OR(E3850=7,E3850=8),\"prázdniny\",(IF(H3850=6,\"víkend\",IF(H3850=7,\"víkend\",IF(AND(E3850=1,F3850=1),\"prázdniny\",\"všední\")))))","v":"všední"},14.6]
[3843,null,null,{"$f":"D3850+1/24","v":"1999-06-10T02:29:59.999"},6,10,3,4,"všední",14.1]
[3844,null,null,"1999-06-10T03:29:59.999",6,10,4,4,"všední",14.2]
[3845,null,null,"1999-06-10T04:29:59.999",6,10,5,4,"všední",14.6]
[3846,null,null,"1999-06-10T05:29:59.999",6,10,6,4,"všední",15.8]
[3847,null,null,"1999-06-10T06:29:59.999",6,10,7,4,"všední",16]
[3848,null,null,"1999-06-10T07:29:59.999",6,10,8,4,"všední",17.600000000000001]
[3849,null,null,"1999-06-10T08:29:59.999",6,10,9,4,"všední",19]
[3850,null,null,"1999-06-10T09:29:59.999",6,10,10,4,"všední",19.7]
[3851,null,null,"1999-06-10T10:29:59.999",6,10,11,4,"všední",20.9]
[3852,null,null,"1999-06-10T11:29:59.999",6,10,12,4,"všední",21.8]
[3853,null,null,"1999-06-10T12:29:59.999",6,10,13,4,"všední",21.2]
[3854,null,null,"1999-06-10T13:29:59.999",6,10,14,4,"všední",21]
[3855,null,null,"1999-06-10T14:29:59.999",6,10,15,4,"všední",21.6]
[3856,null,null,"1999-06-10T15:29:59.999",6,10,16,4,"všední",21.8]
[3857,null,null,"1999-06-10T16:29:59.999",6,10,17,4,"všední",21.1]
[3858,null,null,"1999-06-10T17:29:59.999",6,10,18,4,"všední",20.9]
[3859,null,null,"1999-06-10T18:29:59.999",6,10,19,4,"všední",20.399999999999999]
[3860,null,null,"1999-06-10T19:29:59.999",6,10,20,4,"všední",18.399999999999999]
[3861,null,null,"1999-06-10T20:29:59.999",6,10,21,4,"všední",16.8]
[3862,null,null,"1999-06-10T21:29:59.999",6,10,22,4,"všední",16]
[3863,null,null,"1999-06-10T22:29:59.999",6,10,23,4,"všední",14.8]
[3864,null,null,"1999-06-10T23:29:59.999",6,10,24,4,"všední",13.7]
[3865,null,null,"1999-06-11T00:29:59.999",6,11,1,5,"všední",12.5]
[3866,null,null,"1999-06-11T01:29:59.999",6,11,{"$f":"G3850","v":2},5,"všední",12.1]
[3867,null,null,"1999-06-11T02:29:59.999",6,11,3,5,"všední",11.6]
[3868,null,null,"1999-06-11T03:29:59.999",6,11,4,5,"všední",11.8]
[3869,null,null,"1999-06-11T04:29:59.999",6,11,5,5,"všední",12.2]
[3870,null,null,"1999-06-11T05:29:59.999",6,11,6,5,"všední",13.2]
[3871,null,null,"1999-06-11T06:29:59.999",6,11,7,5,"všední",14.4]
[3872,null,null,"1999-06-11T07:29:59.999",6,11,8,5,"všední",15.3]
[3873,null,null,"1999-06-11T08:29:59.999",6,11,9,5,"všední",16.7]
[3874,null,null,"1999-06-11T09:29:59.999",6,11,10,5,"všední",15.4]
[3875,null,null,"1999-06-11T10:29:59.999",6,11,11,5,"všední",17]
[3876,null,null,"1999-06-11T11:29:59.999",6,11,12,5,"všední",16]
[3877,null,null,"1999-06-11T12:29:59.999",6,11,13,5,"všední",17.2]
[3878,null,null,"1999-06-11T13:29:59.999",6,11,14,5,"všední",15.2]
[3879,null,null,"1999-06-11T14:29:59.999",6,11,15,5,"všední",18.600000000000001]
[3880,null,null,"1999-06-11T15:29:59.999",6,11,16,5,"všední",16.899999999999999]
[3881,null,null,"1999-06-11T16:29:59.999",6,11,17,5,"všední",17]
[3882,null,null,"1999-06-11T17:29:59.999",6,11,18,5,"všední",18]
[3883,null,null,"1999-06-11T18:29:59.999",6,11,19,5,"všední",17.399999999999999]
[3884,null,null,"1999-06-11T19:29:59.999",6,11,20,5,"všední",15.9]
[3885,null,null,"1999-06-11T20:29:59.999",6,11,21,5,"všední",14.1]
[3886,null,null,"1999-06-11T21:29:59.999",6,11,22,5,"všední",12.4]
[3887,null,null,"1999-06-11T22:29:59.999",6,11,23,5,"všední",12]
[3888,null,null,"1999-06-11T23:29:59.999",6,11,24,5,"všední",11.6]
[3889,null,null,"1999-06-12T00:29:59.999",6,12,1,6,"víkend",11.2]
[3890,null,null,"1999-06-12T01:29:59.999",6,12,2,6,"víkend",11.3]
[3891,null,null,"1999-06-12T02:29:59.999",6,12,3,6,"víkend",11.3]
[3892,null,null,"1999-06-12T03:29:59.999",6,12,4,6,"víkend",10.5]
[3893,null,null,"1999-06-12T04:29:59.999",6,12,5,6,"víkend",11.3]
[3894,null,null,"1999-06-12T05:29:59.999",6,12,6,6,"víkend",12.8]
[3895,null,null,"1999-06-12T06:29:59.999",6,12,7,6,"víkend",13.6]
[3896,null,null,"1999-06-12T07:29:59.999",6,12,8,6,"víkend",15.8]
[3897,null,null,"1999-06-12T08:29:59.999",6,12,9,6,"víkend",18.899999999999999]
[3898,null,null,"1999-06-12T09:29:59.999",6,12,10,6,"víkend",19.2]
[3899,null,null,"1999-06-12T10:29:59.999",6,12,11,6,"víkend",21.2]
[3900,null,null,"1999-06-12T11:29:59.999",6,12,12,6,"víkend",22.1]
[3901,null,null,"1999-06-12T12:29:59.999",6,12,13,6,"víkend",23.4]
[3902,null,null,"1999-06-12T13:29:59.999",6,12,14,6,"víkend",24.2]
[3903,null,null,"1999-06-12T14:29:59.999",6,12,15,6,"víkend",24.4]
[3904,null,null,"1999-06-12T15:29:59.999",6,12,16,6,"víkend",25.2]
[3905,null,null,"1999-06-12T16:29:59.999",6,12,17,6,"víkend",25.2]
[3906,null,null,"1999-06-12T17:29:59.999",6,12,18,{"$f":"WEEKDAY(D3914-1)","v":6},{"$f":"IF(OR(E3914=7,E3914=8),\"prázdniny\",(IF(H3914=6,\"víkend\",IF(H3914=7,\"víkend\",IF(AND(E3914=1,F3914=1),\"prázdniny\",\"všední\")))))","v":"víkend"},25.4]
[3907,null,null,{"$f":"D3914+1/24","v":"1999-06-12T18:29:59.999"},6,12,19,6,"víkend",23.8]
[3908,null,null,"1999-06-12T19:29:59.999",6,12,20,6,"víkend",21.3]
[3909,null,null,"1999-06-12T20:29:59.999",6,12,21,6,"víkend",19.2]
[3910,null,null,"1999-06-12T21:29:59.999",6,12,22,6,"víkend",18.2]
[3911,null,null,"1999-06-12T22:29:59.999",6,12,23,6,"víkend",17.7]
[3912,null,null,"1999-06-12T23:29:59.999",6,12,24,6,"víkend",17.100000000000001]
[3913,null,null,"1999-06-13T00:29:59.999",6,13,1,7,"víkend",16.600000000000001]
[3914,null,null,"1999-06-13T01:29:59.999",6,13,2,7,"víkend",16.2]
[3915,null,null,"1999-06-13T02:29:59.999",6,13,3,7,"víkend",15.8]
[3916,null,null,"1999-06-13T03:29:59.999",6,13,4,7,"víkend",15.7]
[3917,null,null,"1999-06-13T04:29:59.999",6,13,5,7,"víkend",15.8]
[3918,null,null,"1999-06-13T05:29:59.999",6,13,6,7,"víkend",15.7]
[3919,null,null,"1999-06-13T06:29:59.999",6,13,7,7,"víkend",17]
[3920,null,null,"1999-06-13T07:29:59.999",6,13,8,7,"víkend",19.3]
[3921,null,null,"1999-06-13T08:29:59.999",6,13,9,7,"víkend",21.5]
[3922,null,null,"1999-06-13T09:29:59.999",6,13,10,7,"víkend",22.9]
[3923,null,null,"1999-06-13T10:29:59.999",6,13,11,7,"víkend",23.8]
[3924,null,null,"1999-06-13T11:29:59.999",6,13,12,7,"víkend",22.2]
[3925,null,null,"1999-06-13T12:29:59.999",6,13,13,7,"víkend",23.1]
[3926,null,null,"1999-06-13T13:29:59.999",6,13,14,7,"víkend",22.3]
[3927,null,null,"1999-06-13T14:29:59.999",6,13,15,7,"víkend",22.9]
[3928,null,null,"1999-06-13T15:29:59.999",6,13,16,7,"víkend",22.8]
[3929,null,null,"1999-06-13T16:29:59.999",6,13,17,7,"víkend",23]
[3930,null,null,"1999-06-13T17:29:59.999",6,13,{"$f":"G3914","v":18},7,"víkend",22.5]
[3931,null,null,"1999-06-13T18:29:59.999",6,13,19,7,"víkend",21.8]
[3932,null,null,"1999-06-13T19:29:59.999",6,13,20,7,"víkend",19.5]
[3933,null,null,"1999-06-13T20:29:59.999",6,13,21,7,"víkend",18.3]
[3934,null,null,"1999-06-13T21:29:59.999",6,13,22,7,"víkend",17.3]
[3935,null,null,"1999-06-13T22:29:59.999",6,13,23,7,"víkend",16.3]
[3936,null,null,"1999-06-13T23:29:59.999",6,13,24,7,"víkend",15.2]
[3937,null,null,"1999-06-14T00:29:59.999",6,14,1,1,"všední",14.2]
[3938,null,null,"1999-06-14T01:29:59.999",6,14,2,1,"všední",13.5]
[3939,null,null,"1999-06-14T02:29:59.999",6,14,3,1,"všední",12.7]
[3940,null,null,"1999-06-14T03:29:59.999",6,14,4,1,"všední",12.8]
[3941,null,null,"1999-06-14T04:29:59.999",6,14,5,1,"všední",13.2]
[3942,null,null,"1999-06-14T05:29:59.999",6,14,6,1,"všední",12.8]
[3943,null,null,"1999-06-14T06:29:59.999",6,14,7,1,"všední",12.8]
[3944,null,null,"1999-06-14T07:29:59.999",6,14,8,1,"všední",13.3]
[3945,null,null,"1999-06-14T08:29:59.999",6,14,9,1,"všední",14]
[3946,null,null,"1999-06-14T09:29:59.999",6,14,10,1,"všední",15]
[3947,null,null,"1999-06-14T10:29:59.999",6,14,11,1,"všední",16.8]
[3948,null,null,"1999-06-14T11:29:59.999",6,14,12,1,"všední",17]
[3949,null,null,"1999-06-14T12:29:59.999",6,14,13,1,"všední",17.100000000000001]
[3950,null,null,"1999-06-14T13:29:59.999",6,14,14,1,"všední",18.7]
[3951,null,null,"1999-06-14T14:29:59.999",6,14,15,1,"všední",19.3]
[3952,null,null,"1999-06-14T15:29:59.999",6,14,16,1,"všední",19]
[3953,null,null,"1999-06-14T16:29:59.999",6,14,17,1,"všední",19.2]
[3954,null,null,"1999-06-14T17:29:59.999",6,14,18,1,"všední",19.100000000000001]
[3955,null,null,"1999-06-14T18:29:59.999",6,14,19,1,"všední",17.899999999999999]
[3956,null,null,"1999-06-14T19:29:59.999",6,14,20,1,"všední",16.600000000000001]
[3957,null,null,"1999-06-14T20:29:59.999",6,14,21,1,"všední",14.9]
[3958,null,null,"1999-06-14T21:29:59.999",6,14,22,1,"všední",14.3]
[3959,null,null,"1999-06-14T22:29:59.999",6,14,23,1,"všední",13.8]
[3960,null,null,"1999-06-14T23:29:59.999",6,14,24,1,"všední",13.4]
[3961,null,null,"1999-06-15T00:29:59.999",6,15,1,2,"všední",12.9]
[3962,null,null,"1999-06-15T01:29:59.999",6,15,2,2,"všední",11.8]
[3963,null,null,"1999-06-15T02:29:59.999",6,15,3,2,"všední",10.7]
[3964,null,null,"1999-06-15T03:29:59.999",6,15,4,2,"všední",10.6]
[3965,null,null,"1999-06-15T04:29:59.999",6,15,5,2,"všední",11.3]
[3966,null,null,"1999-06-15T05:29:59.999",6,15,6,2,"všední",12.6]
[3967,null,null,"1999-06-15T06:29:59.999",6,15,7,2,"všední",15.7]
[3968,null,null,"1999-06-15T07:29:59.999",6,15,8,2,"všední",18.399999999999999]
[3969,null,null,"1999-06-15T08:29:59.999",6,15,9,2,"všední",19]
[3970,null,null,"1999-06-15T09:29:59.999",6,15,10,{"$f":"WEEKDAY(D3978-1)","v":2},{"$f":"IF(OR(E3978=7,E3978=8),\"prázdniny\",(IF(H3978=6,\"víkend\",IF(H3978=7,\"víkend\",IF(AND(E3978=1,F3978=1),\"prázdniny\",\"všední\")))))","v":"všední"},20.7]
[3971,null,null,{"$f":"D3978+1/24","v":"1999-06-15T10:29:59.999"},6,15,11,2,"všední",22.6]
[3972,null,null,"1999-06-15T11:29:59.999",6,15,12,2,"všední",22]
[3973,null,null,"1999-06-15T12:29:59.999",6,15,13,2,"všední",22.7]
[3974,null,null,"1999-06-15T13:29:59.999",6,15,14,2,"všední",23.4]
[3975,null,null,"1999-06-15T14:29:59.999",6,15,15,2,"všední",24.1]
[3976,null,null,"1999-06-15T15:29:59.999",6,15,16,2,"všední",23.9]
[3977,null,null,"1999-06-15T16:29:59.999",6,15,17,2,"všední",24.5]
[3978,null,null,"1999-06-15T17:29:59.999",6,15,18,2,"všední",24.4]
[3979,null,null,"1999-06-15T18:29:59.999",6,15,19,2,"všední",23.6]
[3980,null,null,"1999-06-15T19:29:59.999",6,15,20,2,"všední",20.9]
[3981,null,null,"1999-06-15T20:29:59.999",6,15,21,2,"všední",18.899999999999999]
[3982,null,null,"1999-06-15T21:29:59.999",6,15,22,2,"všední",18.3]
[3983,null,null,"1999-06-15T22:29:59.999",6,15,23,2,"všední",17.5]
[3984,null,null,"1999-06-15T23:29:59.999",6,15,24,2,"všední",16.7]
[3985,null,null,"1999-06-16T00:29:59.999",6,16,1,3,"všední",15.9]
[3986,null,null,"1999-06-16T01:29:59.999",6,16,2,3,"všední",15.9]
[3987,null,null,"1999-06-16T02:29:59.999",6,16,3,3,"všední",15.9]
[3988,null,null,"1999-06-16T03:29:59.999",6,16,4,3,"všední",16.8]
[3989,null,null,"1999-06-16T04:29:59.999",6,16,5,3,"všední",16]
[3990,null,null,"1999-06-16T05:29:59.999",6,16,6,3,"všední",16.100000000000001]
[3991,null,null,"1999-06-16T06:29:59.999",6,16,7,3,"všední",16.899999999999999]
[3992,null,null,"1999-06-16T07:29:59.999",6,16,8,3,"všední",18.8]
[3993,null,null,"1999-06-16T08:29:59.999",6,16,9,3,"všední",21.4]
[3994,null,null,"1999-06-16T09:29:59.999",6,16,{"$f":"G3978","v":10},3,"všední",22.4]
[3995,null,null,"1999-06-16T10:29:59.999",6,16,11,3,"všední",22.8]
[3996,null,null,"1999-06-16T11:29:59.999",6,16,12,3,"všední",22.3]
[3997,null,null,"1999-06-16T12:29:59.999",6,16,13,3,"všední",21.2]
[3998,null,null,"1999-06-16T13:29:59.999",6,16,14,3,"všední",18.5]
[3999,null,null,"1999-06-16T14:29:59.999",6,16,15,3,"všední",17.399999999999999]
[4000,null,null,"1999-06-16T15:29:59.999",6,16,16,3,"všední",16.899999999999999]
[4001,null,null,"1999-06-16T16:29:59.999",6,16,17,3,"všední",16.8]
[4002,null,null,"1999-06-16T17:29:59.999",6,16,18,3,"všední",16.2]
[4003,null,null,"1999-06-16T18:29:59.999",6,16,19,3,"všední",15.8]
[4004,null,null,"1999-06-16T19:29:59.999",6,16,20,3,"všední",15.2]
[4005,null,null,"1999-06-16T20:29:59.999",6,16,21,3,"všední",14.9]
[4006,null,null,"1999-06-16T21:29:59.999",6,16,22,3,"všední",14.6]
[4007,null,null,"1999-06-16T22:29:59.999",6,16,23,3,"všední",14.1]
[4008,null,null,"1999-06-16T23:29:59.999",6,16,24,3,"všední",13.7]
[4009,null,null,"1999-06-17T00:29:59.999",6,17,1,4,"všední",13.2]
[4010,null,null,"1999-06-17T01:29:59.999",6,17,2,4,"všední",12.6]
[4011,null,null,"1999-06-17T02:29:59.999",6,17,3,4,"všední",11.9]
[4012,null,null,"1999-06-17T03:29:59.999",6,17,4,4,"všední",11.6]
[4013,null,null,"1999-06-17T04:29:59.999",6,17,5,4,"všední",11.6]
[4014,null,null,"1999-06-17T05:29:59.999",6,17,6,4,"všední",11.7]
[4015,null,null,"1999-06-17T06:29:59.999",6,17,7,4,"všední",11.8]
[4016,null,null,"1999-06-17T07:29:59.999",6,17,8,4,"všední",12.6]
[4017,null,null,"1999-06-17T08:29:59.999",6,17,9,4,"všední",12.5]
[4018,null,null,"1999-06-17T09:29:59.999",6,17,10,4,"všední",12.6]
[4019,null,null,"1999-06-17T10:29:59.999",6,17,11,4,"všední",12.7]
[4020,null,null,"1999-06-17T11:29:59.999",6,17,12,4,"všední",12.8]
[4021,null,null,"1999-06-17T12:29:59.999",6,17,13,4,"všední",13]
[4022,null,null,"1999-06-17T13:29:59.999",6,17,14,4,"všední",13]
[4023,null,null,"1999-06-17T14:29:59.999",6,17,15,4,"všední",12.8]
[4024,null,null,"1999-06-17T15:29:59.999",6,17,16,4,"všední",12.6]
[4025,null,null,"1999-06-17T16:29:59.999",6,17,17,4,"všední",12.4]
[4026,null,null,"1999-06-17T17:29:59.999",6,17,18,4,"všední",12.2]
[4027,null,null,"1999-06-17T18:29:59.999",6,17,19,4,"všední",12.1]
[4028,null,null,"1999-06-17T19:29:59.999",6,17,20,4,"všední",11.3]
[4029,null,null,"1999-06-17T20:29:59.999",6,17,21,4,"všední",10.6]
[4030,null,null,"1999-06-17T21:29:59.999",6,17,22,4,"všední",10.1]
[4031,null,null,"1999-06-17T22:29:59.999",6,17,23,4,"všední",10]
[4032,null,null,"1999-06-17T23:29:59.999",6,17,24,4,"všední",9.9]
[4033,null,null,"1999-06-18T00:29:59.999",6,18,1,5,"všední",9.8000000000000007]
[4034,null,null,"1999-06-18T01:29:59.999",6,18,2,{"$f":"WEEKDAY(D4042-1)","v":5},{"$f":"IF(OR(E4042=7,E4042=8),\"prázdniny\",(IF(H4042=6,\"víkend\",IF(H4042=7,\"víkend\",IF(AND(E4042=1,F4042=1),\"prázdniny\",\"všední\")))))","v":"všední"},9.8000000000000007]
[4035,null,null,{"$f":"D4042+1/24","v":"1999-06-18T02:29:59.999"},6,18,3,5,"všední",9.6999999999999993]
[4036,null,null,"1999-06-18T03:29:59.999",6,18,4,5,"všední",9.6]
[4037,null,null,"1999-06-18T04:29:59.999",6,18,5,5,"všední",9.6999999999999993]
[4038,null,null,"1999-06-18T05:29:59.999",6,18,6,5,"všední",10]
[4039,null,null,"1999-06-18T06:29:59.999",6,18,7,5,"všední",10]
[4040,null,null,"1999-06-18T07:29:59.999",6,18,8,5,"všední",9.8000000000000007]
[4041,null,null,"1999-06-18T08:29:59.999",6,18,9,5,"všední",9.5]
[4042,null,null,"1999-06-18T09:29:59.999",6,18,10,5,"všední",9.5]
[4043,null,null,"1999-06-18T10:29:59.999",6,18,11,5,"všední",10.199999999999999]
[4044,null,null,"1999-06-18T11:29:59.999",6,18,12,5,"všední",12.3]
[4045,null,null,"1999-06-18T12:29:59.999",6,18,13,5,"všední",12]
[4046,null,null,"1999-06-18T13:29:59.999",6,18,14,5,"všední",14.2]
[4047,null,null,"1999-06-18T14:29:59.999",6,18,15,5,"všední",14.5]
[4048,null,null,"1999-06-18T15:29:59.999",6,18,16,5,"všední",16]
[4049,null,null,"1999-06-18T16:29:59.999",6,18,17,5,"všední",15.7]
[4050,null,null,"1999-06-18T17:29:59.999",6,18,18,5,"všední",14.1]
[4051,null,null,"1999-06-18T18:29:59.999",6,18,19,5,"všední",12.9]
[4052,null,null,"1999-06-18T19:29:59.999",6,18,20,5,"všední",12.5]
[4053,null,null,"1999-06-18T20:29:59.999",6,18,21,5,"všední",10.7]
[4054,null,null,"1999-06-18T21:29:59.999",6,18,22,5,"všední",10.199999999999999]
[4055,null,null,"1999-06-18T22:29:59.999",6,18,23,5,"všední",9.6]
[4056,null,null,"1999-06-18T23:29:59.999",6,18,24,5,"všední",9]
[4057,null,null,"1999-06-19T00:29:59.999",6,19,1,6,"víkend",8.4]
[4058,null,null,"1999-06-19T01:29:59.999",6,19,{"$f":"G4042","v":2},6,"víkend",8.4]
[4059,null,null,"1999-06-19T02:29:59.999",6,19,3,6,"víkend",8.4]
[4060,null,null,"1999-06-19T03:29:59.999",6,19,4,6,"víkend",7.8]
[4061,null,null,"1999-06-19T04:29:59.999",6,19,5,6,"víkend",8.4]
[4062,null,null,"1999-06-19T05:29:59.999",6,19,6,6,"víkend",9.8000000000000007]
[4063,null,null,"1999-06-19T06:29:59.999",6,19,7,6,"víkend",11.9]
[4064,null,null,"1999-06-19T07:29:59.999",6,19,8,6,"víkend",12.6]
[4065,null,null,"1999-06-19T08:29:59.999",6,19,9,6,"víkend",15.4]
[4066,null,null,"1999-06-19T09:29:59.999",6,19,10,6,"víkend",16.3]
[4067,null,null,"1999-06-19T10:29:59.999",6,19,11,6,"víkend",17.100000000000001]
[4068,null,null,"1999-06-19T11:29:59.999",6,19,12,6,"víkend",18]
[4069,null,null,"1999-06-19T12:29:59.999",6,19,13,6,"víkend",15.6]
[4070,null,null,"1999-06-19T13:29:59.999",6,19,14,6,"víkend",16.399999999999999]
[4071,null,null,"1999-06-19T14:29:59.999",6,19,15,6,"víkend",18.8]
[4072,null,null,"1999-06-19T15:29:59.999",6,19,16,6,"víkend",19.100000000000001]
[4073,null,null,"1999-06-19T16:29:59.999",6,19,17,6,"víkend",18.8]
[4074,null,null,"1999-06-19T17:29:59.999",6,19,18,6,"víkend",18.5]
[4075,null,null,"1999-06-19T18:29:59.999",6,19,19,6,"víkend",16.2]
[4076,null,null,"1999-06-19T19:29:59.999",6,19,20,6,"víkend",15]
[4077,null,null,"1999-06-19T20:29:59.999",6,19,21,6,"víkend",13.4]
[4078,null,null,"1999-06-19T21:29:59.999",6,19,22,6,"víkend",12.9]
[4079,null,null,"1999-06-19T22:29:59.999",6,19,23,6,"víkend",12]
[4080,null,null,"1999-06-19T23:29:59.999",6,19,24,6,"víkend",11.2]
[4081,null,null,"1999-06-20T00:29:59.999",6,20,1,7,"víkend",10.3]
[4082,null,null,"1999-06-20T01:29:59.999",6,20,2,7,"víkend",10.3]
[4083,null,null,"1999-06-20T02:29:59.999",6,20,3,7,"víkend",10.3]
[4084,null,null,"1999-06-20T03:29:59.999",6,20,4,7,"víkend",9.6999999999999993]
[4085,null,null,"1999-06-20T04:29:59.999",6,20,5,7,"víkend",9.9]
[4086,null,null,"1999-06-20T05:29:59.999",6,20,6,7,"víkend",11.8]
[4087,null,null,"1999-06-20T06:29:59.999",6,20,7,7,"víkend",12]
[4088,null,null,"1999-06-20T07:29:59.999",6,20,8,7,"víkend",13.8]
[4089,null,null,"1999-06-20T08:29:59.999",6,20,9,7,"víkend",14.9]
[4090,null,null,"1999-06-20T09:29:59.999",6,20,10,7,"víkend",16.8]
[4091,null,null,"1999-06-20T10:29:59.999",6,20,11,7,"víkend",17.899999999999999]
[4092,null,null,"1999-06-20T11:29:59.999",6,20,12,7,"víkend",18]
[4093,null,null,"1999-06-20T12:29:59.999",6,20,13,7,"víkend",19.5]
[4094,null,null,"1999-06-20T13:29:59.999",6,20,14,7,"víkend",18.3]
[4095,null,null,"1999-06-20T14:29:59.999",6,20,15,7,"víkend",17]
[4096,null,null,"1999-06-20T15:29:59.999",6,20,16,7,"víkend",17.3]
[4097,null,null,"1999-06-20T16:29:59.999",6,20,17,7,"víkend",12.9]
[4098,null,null,"1999-06-20T17:29:59.999",6,20,18,{"$f":"WEEKDAY(D4106-1)","v":7},{"$f":"IF(OR(E4106=7,E4106=8),\"prázdniny\",(IF(H4106=6,\"víkend\",IF(H4106=7,\"víkend\",IF(AND(E4106=1,F4106=1),\"prázdniny\",\"všední\")))))","v":"víkend"},12.2]
[4099,null,null,{"$f":"D4106+1/24","v":"1999-06-20T18:29:59.999"},6,20,19,7,"víkend",11.9]
[4100,null,null,"1999-06-20T19:29:59.999",6,20,20,7,"víkend",11.6]
[4101,null,null,"1999-06-20T20:29:59.999",6,20,21,7,"víkend",11.5]
[4102,null,null,"1999-06-20T21:29:59.999",6,20,22,7,"víkend",11.2]
[4103,null,null,"1999-06-20T22:29:59.999",6,20,23,7,"víkend",11]
[4104,null,null,"1999-06-20T23:29:59.999",6,20,24,7,"víkend",10.9]
[4105,null,null,"1999-06-21T00:29:59.999",6,21,1,1,"všední",10.7]
[4106,null,null,"1999-06-21T01:29:59.999",6,21,2,1,"všední",10.6]
[4107,null,null,"1999-06-21T02:29:59.999",6,21,3,1,"všední",10.5]
[4108,null,null,"1999-06-21T03:29:59.999",6,21,4,1,"všední",10.5]
[4109,null,null,"1999-06-21T04:29:59.999",6,21,5,1,"všední",10.6]
[4110,null,null,"1999-06-21T05:29:59.999",6,21,6,1,"všední",10.7]
[4111,null,null,"1999-06-21T06:29:59.999",6,21,7,1,"všední",12]
[4112,null,null,"1999-06-21T07:29:59.999",6,21,8,1,"všední",13.6]
[4113,null,null,"1999-06-21T08:29:59.999",6,21,9,1,"všední",13.8]
[4114,null,null,"1999-06-21T09:29:59.999",6,21,10,1,"všední",13.9]
[4115,null,null,"1999-06-21T10:29:59.999",6,21,11,1,"všední",14.9]
[4116,null,null,"1999-06-21T11:29:59.999",6,21,12,1,"všední",15.2]
[4117,null,null,"1999-06-21T12:29:59.999",6,21,13,1,"všední",16.8]
[4118,null,null,"1999-06-21T13:29:59.999",6,21,14,1,"všední",17]
[4119,null,null,"1999-06-21T14:29:59.999",6,21,15,1,"všední",16.8]
[4120,null,null,"1999-06-21T15:29:59.999",6,21,16,1,"všední",18.899999999999999]
[4121,null,null,"1999-06-21T16:29:59.999",6,21,17,1,"všední",19]
[4122,null,null,"1999-06-21T17:29:59.999",6,21,{"$f":"G4106","v":18},1,"všední",19]
[4123,null,null,"1999-06-21T18:29:59.999",6,21,19,1,"všední",19]
[4124,null,null,"1999-06-21T19:29:59.999",6,21,20,1,"všední",17.7]
[4125,null,null,"1999-06-21T20:29:59.999",6,21,21,1,"všední",14.6]
[4126,null,null,"1999-06-21T21:29:59.999",6,21,22,1,"všední",13.7]
[4127,null,null,"1999-06-21T22:29:59.999",6,21,23,1,"všední",12.8]
[4128,null,null,"1999-06-21T23:29:59.999",6,21,24,1,"všední",11.9]
[4129,null,null,"1999-06-22T00:29:59.999",6,22,1,2,"všední",11]
[4130,null,null,"1999-06-22T01:29:59.999",6,22,2,2,"všední",10.7]
[4131,null,null,"1999-06-22T02:29:59.999",6,22,3,2,"všední",10.3]
[4132,null,null,"1999-06-22T03:29:59.999",6,22,4,2,"všední",10.5]
[4133,null,null,"1999-06-22T04:29:59.999",6,22,5,2,"všední",10.9]
[4134,null,null,"1999-06-22T05:29:59.999",6,22,6,2,"všední",12.7]
[4135,null,null,"1999-06-22T06:29:59.999",6,22,7,2,"všední",14.4]
[4136,null,null,"1999-06-22T07:29:59.999",6,22,8,2,"všední",17.3]
[4137,null,null,"1999-06-22T08:29:59.999",6,22,9,2,"všední",19.3]
[4138,null,null,"1999-06-22T09:29:59.999",6,22,10,2,"všední",21.8]
[4139,null,null,"1999-06-22T10:29:59.999",6,22,11,2,"všední",22.7]
[4140,null,null,"1999-06-22T11:29:59.999",6,22,12,2,"všední",23.6]
[4141,null,null,"1999-06-22T12:29:59.999",6,22,13,2,"všední",24.1]
[4142,null,null,"1999-06-22T13:29:59.999",6,22,14,2,"všední",25.1]
[4143,null,null,"1999-06-22T14:29:59.999",6,22,15,2,"všední",25]
[4144,null,null,"1999-06-22T15:29:59.999",6,22,16,2,"všední",26]
[4145,null,null,"1999-06-22T16:29:59.999",6,22,17,2,"všední",26.3]
[4146,null,null,"1999-06-22T17:29:59.999",6,22,18,2,"všední",26.1]
[4147,null,null,"1999-06-22T18:29:59.999",6,22,19,2,"všední",25]
[4148,null,null,"1999-06-22T19:29:59.999",6,22,20,2,"všední",23.6]
[4149,null,null,"1999-06-22T20:29:59.999",6,22,21,2,"všední",21.8]
[4150,null,null,"1999-06-22T21:29:59.999",6,22,22,2,"všední",20.399999999999999]
[4151,null,null,"1999-06-22T22:29:59.999",6,22,23,2,"všední",19.8]
[4152,null,null,"1999-06-22T23:29:59.999",6,22,24,2,"všední",19.3]
[4153,null,null,"1999-06-23T00:29:59.999",6,23,1,3,"všední",18.7]
[4154,null,null,"1999-06-23T01:29:59.999",6,23,2,3,"všední",17.899999999999999]
[4155,null,null,"1999-06-23T02:29:59.999",6,23,3,3,"všední",17]
[4156,null,null,"1999-06-23T03:29:59.999",6,23,4,3,"všední",17]
[4157,null,null,"1999-06-23T04:29:59.999",6,23,5,3,"všední",17.3]
[4158,null,null,"1999-06-23T05:29:59.999",6,23,6,3,"všední",17.5]
[4159,null,null,"1999-06-23T06:29:59.999",6,23,7,3,"všední",17.8]
[4160,null,null,"1999-06-23T07:29:59.999",6,23,8,3,"všední",20.100000000000001]
[4161,null,null,"1999-06-23T08:29:59.999",6,23,9,3,"všední",22.2]
[4162,null,null,"1999-06-23T09:29:59.999",6,23,10,{"$f":"WEEKDAY(D4170-1)","v":3},{"$f":"IF(OR(E4170=7,E4170=8),\"prázdniny\",(IF(H4170=6,\"víkend\",IF(H4170=7,\"víkend\",IF(AND(E4170=1,F4170=1),\"prázdniny\",\"všední\")))))","v":"všední"},22.9]
[4163,null,null,{"$f":"D4170+1/24","v":"1999-06-23T10:29:59.999"},6,23,11,3,"všední",23.6]
[4164,null,null,"1999-06-23T11:29:59.999",6,23,12,3,"všední",24.4]
[4165,null,null,"1999-06-23T12:29:59.999",6,23,13,3,"všední",24.6]
[4166,null,null,"1999-06-23T13:29:59.999",6,23,14,3,"všední",25.5]
[4167,null,null,"1999-06-23T14:29:59.999",6,23,15,3,"všední",25.7]
[4168,null,null,"1999-06-23T15:29:59.999",6,23,16,3,"všední",26.4]
[4169,null,null,"1999-06-23T16:29:59.999",6,23,17,3,"všední",26.1]
[4170,null,null,"1999-06-23T17:29:59.999",6,23,18,3,"všední",26.3]
[4171,null,null,"1999-06-23T18:29:59.999",6,23,19,3,"všední",25.2]
[4172,null,null,"1999-06-23T19:29:59.999",6,23,20,3,"všední",23.7]
[4173,null,null,"1999-06-23T20:29:59.999",6,23,21,3,"všední",21.8]
[4174,null,null,"1999-06-23T21:29:59.999",6,23,22,3,"všední",20.2]
[4175,null,null,"1999-06-23T22:29:59.999",6,23,23,3,"všední",18.8]
[4176,null,null,"1999-06-23T23:29:59.999",6,23,24,3,"všední",17.5]
[4177,null,null,"1999-06-24T00:29:59.999",6,24,1,4,"všední",16.100000000000001]
[4178,null,null,"1999-06-24T01:29:59.999",6,24,2,4,"všední",15.4]
[4179,null,null,"1999-06-24T02:29:59.999",6,24,3,4,"všední",14.6]
[4180,null,null,"1999-06-24T03:29:59.999",6,24,4,4,"všední",14.4]
[4181,null,null,"1999-06-24T04:29:59.999",6,24,5,4,"všední",15.1]
[4182,null,null,"1999-06-24T05:29:59.999",6,24,6,4,"všední",14.6]
[4183,null,null,"1999-06-24T06:29:59.999",6,24,7,4,"všední",15.2]
[4184,null,null,"1999-06-24T07:29:59.999",6,24,8,4,"všední",15.4]
[4185,null,null,"1999-06-24T08:29:59.999",6,24,9,4,"všední",19.399999999999999]
[4186,null,null,"1999-06-24T09:29:59.999",6,24,{"$f":"G4170","v":10},4,"všední",18.2]
[4187,null,null,"1999-06-24T10:29:59.999",6,24,11,4,"všední",18.100000000000001]
[4188,null,null,"1999-06-24T11:29:59.999",6,24,12,4,"všední",19.8]
[4189,null,null,"1999-06-24T12:29:59.999",6,24,13,4,"všední",21.4]
[4190,null,null,"1999-06-24T13:29:59.999",6,24,14,4,"všední",21.5]
[4191,null,null,"1999-06-24T14:29:59.999",6,24,15,4,"všední",22]
[4192,null,null,"1999-06-24T15:29:59.999",6,24,16,4,"všední",22]
[4193,null,null,"1999-06-24T16:29:59.999",6,24,17,4,"všední",22.4]
[4194,null,null,"1999-06-24T17:29:59.999",6,24,18,4,"všední",21.9]
[4195,null,null,"1999-06-24T18:29:59.999",6,24,19,4,"všední",20.5]
[4196,null,null,"1999-06-24T19:29:59.999",6,24,20,4,"všední",19.3]
[4197,null,null,"1999-06-24T20:29:59.999",6,24,21,4,"všední",18.2]
[4198,null,null,"1999-06-24T21:29:59.999",6,24,22,4,"všední",17.7]
[4199,null,null,"1999-06-24T22:29:59.999",6,24,23,4,"všední",17]
[4200,null,null,"1999-06-24T23:29:59.999",6,24,24,4,"všední",16.2]
[4201,null,null,"1999-06-25T00:29:59.999",6,25,1,5,"všední",15.5]
[4202,null,null,"1999-06-25T01:29:59.999",6,25,2,5,"všední",15]
[4203,null,null,"1999-06-25T02:29:59.999",6,25,3,5,"všední",14.5]
[4204,null,null,"1999-06-25T03:29:59.999",6,25,4,5,"všední",14.4]
[4205,null,null,"1999-06-25T04:29:59.999",6,25,5,5,"všední",14.4]
[4206,null,null,"1999-06-25T05:29:59.999",6,25,6,5,"všední",14.6]
[4207,null,null,"1999-06-25T06:29:59.999",6,25,7,5,"všední",14.7]
[4208,null,null,"1999-06-25T07:29:59.999",6,25,8,5,"všední",14.3]
[4209,null,null,"1999-06-25T08:29:59.999",6,25,9,5,"všední",14.2]
[4210,null,null,"1999-06-25T09:29:59.999",6,25,10,5,"všední",14.7]
[4211,null,null,"1999-06-25T10:29:59.999",6,25,11,5,"všední",15.9]
[4212,null,null,"1999-06-25T11:29:59.999",6,25,12,5,"všední",18.8]
[4213,null,null,"1999-06-25T12:29:59.999",6,25,13,5,"všední",18.7]
[4214,null,null,"1999-06-25T13:29:59.999",6,25,14,5,"všední",20.399999999999999]
[4215,null,null,"1999-06-25T14:29:59.999",6,25,15,5,"všední",21.2]
[4216,null,null,"1999-06-25T15:29:59.999",6,25,16,5,"všední",22.2]
[4217,null,null,"1999-06-25T16:29:59.999",6,25,17,5,"všední",22.9]
[4218,null,null,"1999-06-25T17:29:59.999",6,25,18,5,"všední",22.3]
[4219,null,null,"1999-06-25T18:29:59.999",6,25,19,5,"všední",21.9]
[4220,null,null,"1999-06-25T19:29:59.999",6,25,20,5,"všední",20.6]
[4221,null,null,"1999-06-25T20:29:59.999",6,25,21,5,"všední",19.399999999999999]
[4222,null,null,"1999-06-25T21:29:59.999",6,25,22,5,"všední",18.2]
[4223,null,null,"1999-06-25T22:29:59.999",6,25,23,5,"všední",17.7]
[4224,null,null,"1999-06-25T23:29:59.999",6,25,24,5,"všední",17.2]
[4225,null,null,"1999-06-26T00:29:59.999",6,26,1,6,"víkend",16.7]
[4226,null,null,"1999-06-26T01:29:59.999",6,26,2,{"$f":"WEEKDAY(D4234-1)","v":6},{"$f":"IF(OR(E4234=7,E4234=8),\"prázdniny\",(IF(H4234=6,\"víkend\",IF(H4234=7,\"víkend\",IF(AND(E4234=1,F4234=1),\"prázdniny\",\"všední\")))))","v":"víkend"},16.8]
[4227,null,null,{"$f":"D4234+1/24","v":"1999-06-26T02:29:59.999"},6,26,3,6,"víkend",16.8]
[4228,null,null,"1999-06-26T03:29:59.999",6,26,4,6,"víkend",17]
[4229,null,null,"1999-06-26T04:29:59.999",6,26,5,6,"víkend",16.899999999999999]
[4230,null,null,"1999-06-26T05:29:59.999",6,26,6,6,"víkend",18.600000000000001]
[4231,null,null,"1999-06-26T06:29:59.999",6,26,7,6,"víkend",20.3]
[4232,null,null,"1999-06-26T07:29:59.999",6,26,8,6,"víkend",22.6]
[4233,null,null,"1999-06-26T08:29:59.999",6,26,9,6,"víkend",24.2]
[4234,null,null,"1999-06-26T09:29:59.999",6,26,10,6,"víkend",25.8]
[4235,null,null,"1999-06-26T10:29:59.999",6,26,11,6,"víkend",26.9]
[4236,null,null,"1999-06-26T11:29:59.999",6,26,12,6,"víkend",27.9]
[4237,null,null,"1999-06-26T12:29:59.999",6,26,13,6,"víkend",28.5]
[4238,null,null,"1999-06-26T13:29:59.999",6,26,14,6,"víkend",29.1]
[4239,null,null,"1999-06-26T14:29:59.999",6,26,15,6,"víkend",28.9]
[4240,null,null,"1999-06-26T15:29:59.999",6,26,16,6,"víkend",27.7]
[4241,null,null,"1999-06-26T16:29:59.999",6,26,17,6,"víkend",22]
[4242,null,null,"1999-06-26T17:29:59.999",6,26,18,6,"víkend",18.3]
[4243,null,null,"1999-06-26T18:29:59.999",6,26,19,6,"víkend",18.5]
[4244,null,null,"1999-06-26T19:29:59.999",6,26,20,6,"víkend",18.399999999999999]
[4245,null,null,"1999-06-26T20:29:59.999",6,26,21,6,"víkend",18]
[4246,null,null,"1999-06-26T21:29:59.999",6,26,22,6,"víkend",17.8]
[4247,null,null,"1999-06-26T22:29:59.999",6,26,23,6,"víkend",17]
[4248,null,null,"1999-06-26T23:29:59.999",6,26,24,6,"víkend",16.3]
[4249,null,null,"1999-06-27T00:29:59.999",6,27,1,7,"víkend",15.5]
[4250,null,null,"1999-06-27T01:29:59.999",6,27,{"$f":"G4234","v":2},7,"víkend",15]
[4251,null,null,"1999-06-27T02:29:59.999",6,27,3,7,"víkend",14.5]
[4252,null,null,"1999-06-27T03:29:59.999",6,27,4,7,"víkend",13.8]
[4253,null,null,"1999-06-27T04:29:59.999",6,27,5,7,"víkend",14]
[4254,null,null,"1999-06-27T05:29:59.999",6,27,6,7,"víkend",15.5]
[4255,null,null,"1999-06-27T06:29:59.999",6,27,7,7,"víkend",15.5]
[4256,null,null,"1999-06-27T07:29:59.999",6,27,8,7,"víkend",18]
[4257,null,null,"1999-06-27T08:29:59.999",6,27,9,7,"víkend",20]
[4258,null,null,"1999-06-27T09:29:59.999",6,27,10,7,"víkend",20.6]
[4259,null,null,"1999-06-27T10:29:59.999",6,27,11,7,"víkend",20.8]
[4260,null,null,"1999-06-27T11:29:59.999",6,27,12,7,"víkend",20.7]
[4261,null,null,"1999-06-27T12:29:59.999",6,27,13,7,"víkend",19.8]
[4262,null,null,"1999-06-27T13:29:59.999",6,27,14,7,"víkend",16.399999999999999]
[4263,null,null,"1999-06-27T14:29:59.999",6,27,15,7,"víkend",17]
[4264,null,null,"1999-06-27T15:29:59.999",6,27,16,7,"víkend",15.7]
[4265,null,null,"1999-06-27T16:29:59.999",6,27,17,7,"víkend",14.4]
[4266,null,null,"1999-06-27T17:29:59.999",6,27,18,7,"víkend",13.2]
[4267,null,null,"1999-06-27T18:29:59.999",6,27,19,7,"víkend",13.2]
[4268,null,null,"1999-06-27T19:29:59.999",6,27,20,7,"víkend",13.2]
[4269,null,null,"1999-06-27T20:29:59.999",6,27,21,7,"víkend",12.8]
[4270,null,null,"1999-06-27T21:29:59.999",6,27,22,7,"víkend",12]
[4271,null,null,"1999-06-27T22:29:59.999",6,27,23,7,"víkend",11.7]
[4272,null,null,"1999-06-27T23:29:59.999",6,27,24,7,"víkend",11.3]
[4273,null,null,"1999-06-28T00:29:59.999",6,28,1,1,"všední",11]
[4274,null,null,"1999-06-28T01:29:59.999",6,28,2,1,"všední",10.3]
[4275,null,null,"1999-06-28T02:29:59.999",6,28,3,1,"všední",9.6]
[4276,null,null,"1999-06-28T03:29:59.999",6,28,4,1,"všední",9.6999999999999993]
[4277,null,null,"1999-06-28T04:29:59.999",6,28,5,1,"všední",11.2]
[4278,null,null,"1999-06-28T05:29:59.999",6,28,6,1,"všední",11.4]
[4279,null,null,"1999-06-28T06:29:59.999",6,28,7,1,"všední",11.6]
[4280,null,null,"1999-06-28T07:29:59.999",6,28,8,1,"všední",11.8]
[4281,null,null,"1999-06-28T08:29:59.999",6,28,9,1,"všední",13.3]
[4282,null,null,"1999-06-28T09:29:59.999",6,28,10,1,"všední",13.2]
[4283,null,null,"1999-06-28T10:29:59.999",6,28,11,1,"všední",13.6]
[4284,null,null,"1999-06-28T11:29:59.999",6,28,12,1,"všední",13.6]
[4285,null,null,"1999-06-28T12:29:59.999",6,28,13,1,"všední",14.5]
[4286,null,null,"1999-06-28T13:29:59.999",6,28,14,1,"všední",16]
[4287,null,null,"1999-06-28T14:29:59.999",6,28,15,1,"všední",14]
[4288,null,null,"1999-06-28T15:29:59.999",6,28,16,1,"všední",13.9]
[4289,null,null,"1999-06-28T16:29:59.999",6,28,17,1,"všední",13.1]
[4290,null,null,"1999-06-28T17:29:59.999",6,28,18,{"$f":"WEEKDAY(D4298-1)","v":1},{"$f":"IF(OR(E4298=7,E4298=8),\"prázdniny\",(IF(H4298=6,\"víkend\",IF(H4298=7,\"víkend\",IF(AND(E4298=1,F4298=1),\"prázdniny\",\"všední\")))))","v":"všední"},12.8]
[4291,null,null,{"$f":"D4298+1/24","v":"1999-06-28T18:29:59.999"},6,28,19,1,"všední",12]
[4292,null,null,"1999-06-28T19:29:59.999",6,28,20,1,"všední",10.6]
[4293,null,null,"1999-06-28T20:29:59.999",6,28,21,1,"všední",9.8000000000000007]
[4294,null,null,"1999-06-28T21:29:59.999",6,28,22,1,"všední",9.5]
[4295,null,null,"1999-06-28T22:29:59.999",6,28,23,1,"všední",9.5]
[4296,null,null,"1999-06-28T23:29:59.999",6,28,24,1,"všední",9.4]
[4297,null,null,"1999-06-29T00:29:59.999",6,29,1,2,"všední",9.4]
[4298,null,null,"1999-06-29T01:29:59.999",6,29,2,2,"všední",9.4]
[4299,null,null,"1999-06-29T02:29:59.999",6,29,3,2,"všední",9.3000000000000007]
[4300,null,null,"1999-06-29T03:29:59.999",6,29,4,2,"všední",9.1]
[4301,null,null,"1999-06-29T04:29:59.999",6,29,5,2,"všední",9.1999999999999993]
[4302,null,null,"1999-06-29T05:29:59.999",6,29,6,2,"všední",10]
[4303,null,null,"1999-06-29T06:29:59.999",6,29,7,2,"všední",10.7]
[4304,null,null,"1999-06-29T07:29:59.999",6,29,8,2,"všední",11.5]
[4305,null,null,"1999-06-29T08:29:59.999",6,29,9,2,"všední",12.4]
[4306,null,null,"1999-06-29T09:29:59.999",6,29,10,2,"všední",11.5]
[4307,null,null,"1999-06-29T10:29:59.999",6,29,11,2,"všední",11.4]
[4308,null,null,"1999-06-29T11:29:59.999",6,29,12,2,"všední",12.5]
[4309,null,null,"1999-06-29T12:29:59.999",6,29,13,2,"všední",12.4]
[4310,null,null,"1999-06-29T13:29:59.999",6,29,14,2,"všední",12.9]
[4311,null,null,"1999-06-29T14:29:59.999",6,29,15,2,"všední",14.1]
[4312,null,null,"1999-06-29T15:29:59.999",6,29,16,2,"všední",13.8]
[4313,null,null,"1999-06-29T16:29:59.999",6,29,17,2,"všední",14.1]
[4314,null,null,"1999-06-29T17:29:59.999",6,29,{"$f":"G4298","v":18},2,"všední",14.2]
[4315,null,null,"1999-06-29T18:29:59.999",6,29,19,2,"všední",13.7]
[4316,null,null,"1999-06-29T19:29:59.999",6,29,20,2,"všední",13]
[4317,null,null,"1999-06-29T20:29:59.999",6,29,21,2,"všední",12.6]
[4318,null,null,"1999-06-29T21:29:59.999",6,29,22,2,"všední",12.2]
[4319,null,null,"1999-06-29T22:29:59.999",6,29,23,2,"všední",11.8]
[4320,null,null,"1999-06-29T23:29:59.999",6,29,24,2,"všední",11.4]
[4321,null,null,"1999-06-30T00:29:59.999",6,30,1,3,"všední",11]
[4322,null,null,"1999-06-30T01:29:59.999",6,30,2,3,"všední",10.9]
[4323,null,null,"1999-06-30T02:29:59.999",6,30,3,3,"všední",10.7]
[4324,null,null,"1999-06-30T03:29:59.999",6,30,4,3,"všední",10.5]
[4325,null,null,"1999-06-30T04:29:59.999",6,30,5,3,"všední",10.6]
[4326,null,null,"1999-06-30T05:29:59.999",6,30,6,3,"všední",11.3]
[4327,null,null,"1999-06-30T06:29:59.999",6,30,7,3,"všední",12.6]
[4328,null,null,"1999-06-30T07:29:59.999",6,30,8,3,"všední",14.3]
[4329,null,null,"1999-06-30T08:29:59.999",6,30,9,3,"všední",15]
[4330,null,null,"1999-06-30T09:29:59.999",6,30,10,3,"všední",15.7]
[4331,null,null,"1999-06-30T10:29:59.999",6,30,11,3,"všední",16.100000000000001]
[4332,null,null,"1999-06-30T11:29:59.999",6,30,12,3,"všední",17.100000000000001]
[4333,null,null,"1999-06-30T12:29:59.999",6,30,13,3,"všední",18.8]
[4334,null,null,"1999-06-30T13:29:59.999",6,30,14,3,"všední",19.5]
[4335,null,null,"1999-06-30T14:29:59.999",6,30,15,3,"všední",19.899999999999999]
[4336,null,null,"1999-06-30T15:29:59.999",6,30,16,3,"všední",20.8]
[4337,null,null,"1999-06-30T16:29:59.999",6,30,17,3,"všední",20.9]
[4338,null,null,"1999-06-30T17:29:59.999",6,30,18,3,"všední",21.1]
[4339,null,null,"1999-06-30T18:29:59.999",6,30,19,3,"všední",20]
[4340,null,null,"1999-06-30T19:29:59.999",6,30,20,3,"všední",18.100000000000001]
[4341,null,null,"1999-06-30T20:29:59.999",6,30,21,3,"všední",16.3]
[4342,null,null,"1999-06-30T21:29:59.999",6,30,22,3,"všední",15.5]
[4343,null,null,"1999-06-30T22:29:59.999",6,30,23,3,"všední",14]
[4344,null,null,"1999-06-30T23:29:59.999",6,30,24,3,"všední",12.6]
[4345,null,null,"1999-07-01T00:29:59.999",7,1,1,4,"prázdniny",22.6]
[4346,null,null,"1999-07-01T01:29:59.999",7,1,2,4,"prázdniny",22]
[4347,null,null,"1999-07-01T02:29:59.999",7,1,3,4,"prázdniny",21.4]
[4348,null,null,"1999-07-01T03:29:59.999",7,1,4,4,"prázdniny",20.2]
[4349,null,null,"1999-07-01T04:29:59.999",7,1,5,4,"prázdniny",20.2]
[4350,null,null,"1999-07-01T05:29:59.999",7,1,6,4,"prázdniny",21.2]
[4351,null,null,"1999-07-01T06:29:59.999",7,1,7,4,"prázdniny",22.5]
[4352,null,null,"1999-07-01T07:29:59.999",7,1,8,4,"prázdniny",24.7]
[4353,null,null,"1999-07-01T08:29:59.999",7,1,9,4,"prázdniny",25.6]
[4354,null,null,"1999-07-01T09:29:59.999",7,1,10,{"$f":"WEEKDAY(D4362-1)","v":4},{"$f":"IF(OR(E4362=7,E4362=8),\"prázdniny\",(IF(H4362=6,\"víkend\",IF(H4362=7,\"víkend\",IF(AND(E4362=1,F4362=1),\"prázdniny\",\"všední\")))))","v":"prázdniny"},26.5]
[4355,null,null,{"$f":"D4362+1/24","v":"1999-07-01T10:29:59.999"},7,1,11,4,"prázdniny",29.3]
[4356,null,null,"1999-07-01T11:29:59.999",7,1,12,4,"prázdniny",30.8]
[4357,null,null,"1999-07-01T12:29:59.999",7,1,13,4,"prázdniny",27.5]
[4358,null,null,"1999-07-01T13:29:59.999",7,1,14,4,"prázdniny",27.6]
[4359,null,null,"1999-07-01T14:29:59.999",7,1,15,4,"prázdniny",25.2]
[4360,null,null,"1999-07-01T15:29:59.999",7,1,16,4,"prázdniny",24.9]
[4361,null,null,"1999-07-01T16:29:59.999",7,1,17,4,"prázdniny",24.1]
[4362,null,null,"1999-07-01T17:29:59.999",7,1,18,4,"prázdniny",23.7]
[4363,null,null,"1999-07-01T18:29:59.999",7,1,19,4,"prázdniny",23.3]
[4364,null,null,"1999-07-01T19:29:59.999",7,1,20,4,"prázdniny",22.4]
[4365,null,null,"1999-07-01T20:29:59.999",7,1,21,4,"prázdniny",21.8]
[4366,null,null,"1999-07-01T21:29:59.999",7,1,22,4,"prázdniny",21.4]
[4367,null,null,"1999-07-01T22:29:59.999",7,1,23,4,"prázdniny",20.8]
[4368,null,null,"1999-07-01T23:29:59.999",7,1,24,4,"prázdniny",20.100000000000001]
[4369,null,null,"1999-07-02T00:29:59.999",7,2,1,5,"prázdniny",19.5]
[4370,null,null,"1999-07-02T01:29:59.999",7,2,2,5,"prázdniny",19.2]
[4371,null,null,"1999-07-02T02:29:59.999",7,2,3,5,"prázdniny",18.899999999999999]
[4372,null,null,"1999-07-02T03:29:59.999",7,2,4,5,"prázdniny",17.8]
[4373,null,null,"1999-07-02T04:29:59.999",7,2,5,5,"prázdniny",17]
[4374,null,null,"1999-07-02T05:29:59.999",7,2,6,5,"prázdniny",17.399999999999999]
[4375,null,null,"1999-07-02T06:29:59.999",7,2,7,5,"prázdniny",17.399999999999999]
[4376,null,null,"1999-07-02T07:29:59.999",7,2,8,5,"prázdniny",18.399999999999999]
[4377,null,null,"1999-07-02T08:29:59.999",7,2,9,5,"prázdniny",18.8]
[4378,null,null,"1999-07-02T09:29:59.999",7,2,{"$f":"G4362","v":10},5,"prázdniny",17.399999999999999]
[4379,null,null,"1999-07-02T10:29:59.999",7,2,11,5,"prázdniny",17.100000000000001]
[4380,null,null,"1999-07-02T11:29:59.999",7,2,12,5,"prázdniny",17.100000000000001]
[4381,null,null,"1999-07-02T12:29:59.999",7,2,13,5,"prázdniny",17.600000000000001]
[4382,null,null,"1999-07-02T13:29:59.999",7,2,14,5,"prázdniny",18.8]
[4383,null,null,"1999-07-02T14:29:59.999",7,2,15,5,"prázdniny",19.2]
[4384,null,null,"1999-07-02T15:29:59.999",7,2,16,5,"prázdniny",19.2]
[4385,null,null,"1999-07-02T16:29:59.999",7,2,17,5,"prázdniny",19.100000000000001]
[4386,null,null,"1999-07-02T17:29:59.999",7,2,18,5,"prázdniny",20.100000000000001]
[4387,null,null,"1999-07-02T18:29:59.999",7,2,19,5,"prázdniny",19.8]
[4388,null,null,"1999-07-02T19:29:59.999",7,2,20,5,"prázdniny",18.399999999999999]
[4389,null,null,"1999-07-02T20:29:59.999",7,2,21,5,"prázdniny",17.5]
[4390,null,null,"1999-07-02T21:29:59.999",7,2,22,5,"prázdniny",16.399999999999999]
[4391,null,null,"1999-07-02T22:29:59.999",7,2,23,5,"prázdniny",15.7]
[4392,null,null,"1999-07-02T23:29:59.999",7,2,24,5,"prázdniny",14.9]
[4393,null,null,"1999-07-03T00:29:59.999",7,3,1,6,"prázdniny",14.2]
[4394,null,null,"1999-07-03T01:29:59.999",7,3,2,6,"prázdniny",13.7]
[4395,null,null,"1999-07-03T02:29:59.999",7,3,3,6,"prázdniny",13.2]
[4396,null,null,"1999-07-03T03:29:59.999",7,3,4,6,"prázdniny",13]
[4397,null,null,"1999-07-03T04:29:59.999",7,3,5,6,"prázdniny",13]
[4398,null,null,"1999-07-03T05:29:59.999",7,3,6,6,"prázdniny",14.2]
[4399,null,null,"1999-07-03T06:29:59.999",7,3,7,6,"prázdniny",17]
[4400,null,null,"1999-07-03T07:29:59.999",7,3,8,6,"prázdniny",19.2]
[4401,null,null,"1999-07-03T08:29:59.999",7,3,9,6,"prázdniny",21.4]
[4402,null,null,"1999-07-03T09:29:59.999",7,3,10,6,"prázdniny",21.6]
[4403,null,null,"1999-07-03T10:29:59.999",7,3,11,6,"prázdniny",23]
[4404,null,null,"1999-07-03T11:29:59.999",7,3,12,6,"prázdniny",23.3]
[4405,null,null,"1999-07-03T12:29:59.999",7,3,13,6,"prázdniny",23.7]
[4406,null,null,"1999-07-03T13:29:59.999",7,3,14,6,"prázdniny",24.4]
[4407,null,null,"1999-07-03T14:29:59.999",7,3,15,6,"prázdniny",24.7]
[4408,null,null,"1999-07-03T15:29:59.999",7,3,16,6,"prázdniny",24.7]
[4409,null,null,"1999-07-03T16:29:59.999",7,3,17,6,"prázdniny",24.3]
[4410,null,null,"1999-07-03T17:29:59.999",7,3,18,6,"prázdniny",24]
[4411,null,null,"1999-07-03T18:29:59.999",7,3,19,6,"prázdniny",23.1]
[4412,null,null,"1999-07-03T19:29:59.999",7,3,20,6,"prázdniny",21.8]
[4413,null,null,"1999-07-03T20:29:59.999",7,3,21,6,"prázdniny",19.600000000000001]
[4414,null,null,"1999-07-03T21:29:59.999",7,3,22,6,"prázdniny",19.399999999999999]
[4415,null,null,"1999-07-03T22:29:59.999",7,3,23,6,"prázdniny",18.2]
[4416,null,null,"1999-07-03T23:29:59.999",7,3,24,6,"prázdniny",17]
[4417,null,null,"1999-07-04T00:29:59.999",7,4,1,7,"prázdniny",15.8]
[4418,null,null,"1999-07-04T01:29:59.999",7,4,2,{"$f":"WEEKDAY(D4426-1)","v":7},{"$f":"IF(OR(E4426=7,E4426=8),\"prázdniny\",(IF(H4426=6,\"víkend\",IF(H4426=7,\"víkend\",IF(AND(E4426=1,F4426=1),\"prázdniny\",\"všední\")))))","v":"prázdniny"},14.9]
[4419,null,null,{"$f":"D4426+1/24","v":"1999-07-04T02:29:59.999"},7,4,3,7,"prázdniny",13.9]
[4420,null,null,"1999-07-04T03:29:59.999",7,4,4,7,"prázdniny",14.6]
[4421,null,null,"1999-07-04T04:29:59.999",7,4,5,7,"prázdniny",14]
[4422,null,null,"1999-07-04T05:29:59.999",7,4,6,7,"prázdniny",14.4]
[4423,null,null,"1999-07-04T06:29:59.999",7,4,7,7,"prázdniny",14.8]
[4424,null,null,"1999-07-04T07:29:59.999",7,4,8,7,"prázdniny",16.600000000000001]
[4425,null,null,"1999-07-04T08:29:59.999",7,4,9,7,"prázdniny",19.7]
[4426,null,null,"1999-07-04T09:29:59.999",7,4,10,7,"prázdniny",20.2]
[4427,null,null,"1999-07-04T10:29:59.999",7,4,11,7,"prázdniny",20.100000000000001]
[4428,null,null,"1999-07-04T11:29:59.999",7,4,12,7,"prázdniny",19.2]
[4429,null,null,"1999-07-04T12:29:59.999",7,4,13,7,"prázdniny",20]
[4430,null,null,"1999-07-04T13:29:59.999",7,4,14,7,"prázdniny",20.6]
[4431,null,null,"1999-07-04T14:29:59.999",7,4,15,7,"prázdniny",21.2]
[4432,null,null,"1999-07-04T15:29:59.999",7,4,16,7,"prázdniny",20.6]
[4433,null,null,"1999-07-04T16:29:59.999",7,4,17,7,"prázdniny",20.399999999999999]
[4434,null,null,"1999-07-04T17:29:59.999",7,4,18,7,"prázdniny",20.100000000000001]
[4435,null,null,"1999-07-04T18:29:59.999",7,4,19,7,"prázdniny",20.2]
[4436,null,null,"1999-07-04T19:29:59.999",7,4,20,7,"prázdniny",19.2]
[4437,null,null,"1999-07-04T20:29:59.999",7,4,21,7,"prázdniny",18.2]
[4438,null,null,"1999-07-04T21:29:59.999",7,4,22,7,"prázdniny",17.7]
[4439,null,null,"1999-07-04T22:29:59.999",7,4,23,7,"prázdniny",16.7]
[4440,null,null,"1999-07-04T23:29:59.999",7,4,24,7,"prázdniny",15.6]
[4441,null,null,"1999-07-05T00:29:59.999",7,5,1,1,"prázdniny",14.6]
[4442,null,null,"1999-07-05T01:29:59.999",7,5,{"$f":"G4426","v":2},1,"prázdniny",14.1]
[4443,null,null,"1999-07-05T02:29:59.999",7,5,3,1,"prázdniny",13.6]
[4444,null,null,"1999-07-05T03:29:59.999",7,5,4,1,"prázdniny",13.1]
[4445,null,null,"1999-07-05T04:29:59.999",7,5,5,1,"prázdniny",12.7]
[4446,null,null,"1999-07-05T05:29:59.999",7,5,6,1,"prázdniny",13.6]
[4447,null,null,"1999-07-05T06:29:59.999",7,5,7,1,"prázdniny",14.8]
[4448,null,null,"1999-07-05T07:29:59.999",7,5,8,1,"prázdniny",16.2]
[4449,null,null,"1999-07-05T08:29:59.999",7,5,9,1,"prázdniny",18.2]
[4450,null,null,"1999-07-05T09:29:59.999",7,5,10,1,"prázdniny",17.3]
[4451,null,null,"1999-07-05T10:29:59.999",7,5,11,1,"prázdniny",18.100000000000001]
[4452,null,null,"1999-07-05T11:29:59.999",7,5,12,1,"prázdniny",20.100000000000001]
[4453,null,null,"1999-07-05T12:29:59.999",7,5,13,1,"prázdniny",21]
[4454,null,null,"1999-07-05T13:29:59.999",7,5,14,1,"prázdniny",21.4]
[4455,null,null,"1999-07-05T14:29:59.999",7,5,15,1,"prázdniny",21.4]
[4456,null,null,"1999-07-05T15:29:59.999",7,5,16,1,"prázdniny",21.9]
[4457,null,null,"1999-07-05T16:29:59.999",7,5,17,1,"prázdniny",21.4]
[4458,null,null,"1999-07-05T17:29:59.999",7,5,18,1,"prázdniny",20.3]
[4459,null,null,"1999-07-05T18:29:59.999",7,5,19,1,"prázdniny",20.100000000000001]
[4460,null,null,"1999-07-05T19:29:59.999",7,5,20,1,"prázdniny",19.2]
[4461,null,null,"1999-07-05T20:29:59.999",7,5,21,1,"prázdniny",18]
[4462,null,null,"1999-07-05T21:29:59.999",7,5,22,1,"prázdniny",15.8]
[4463,null,null,"1999-07-05T22:29:59.999",7,5,23,1,"prázdniny",15.2]
[4464,null,null,"1999-07-05T23:29:59.999",7,5,24,1,"prázdniny",14.5]
[4465,null,null,"1999-07-06T00:29:59.999",7,6,1,2,"prázdniny",13.9]
[4466,null,null,"1999-07-06T01:29:59.999",7,6,2,2,"prázdniny",12.6]
[4467,null,null,"1999-07-06T02:29:59.999",7,6,3,2,"prázdniny",11.3]
[4468,null,null,"1999-07-06T03:29:59.999",7,6,4,2,"prázdniny",11]
[4469,null,null,"1999-07-06T04:29:59.999",7,6,5,2,"prázdniny",11.2]
[4470,null,null,"1999-07-06T05:29:59.999",7,6,6,2,"prázdniny",13.5]
[4471,null,null,"1999-07-06T06:29:59.999",7,6,7,2,"prázdniny",15.1]
[4472,null,null,"1999-07-06T07:29:59.999",7,6,8,2,"prázdniny",18.2]
[4473,null,null,"1999-07-06T08:29:59.999",7,6,9,2,"prázdniny",19.600000000000001]
[4474,null,null,"1999-07-06T09:29:59.999",7,6,10,2,"prázdniny",20.8]
[4475,null,null,"1999-07-06T10:29:59.999",7,6,11,2,"prázdniny",21.1]
[4476,null,null,"1999-07-06T11:29:59.999",7,6,12,2,"prázdniny",22.4]
[4477,null,null,"1999-07-06T12:29:59.999",7,6,13,2,"prázdniny",23]
[4478,null,null,"1999-07-06T13:29:59.999",7,6,14,2,"prázdniny",24]
[4479,null,null,"1999-07-06T14:29:59.999",7,6,15,2,"prázdniny",23.9]
[4480,null,null,"1999-07-06T15:29:59.999",7,6,16,2,"prázdniny",24.3]
[4481,null,null,"1999-07-06T16:29:59.999",7,6,17,2,"prázdniny",24.3]
[4482,null,null,"1999-07-06T17:29:59.999",7,6,18,{"$f":"WEEKDAY(D4490-1)","v":2},{"$f":"IF(OR(E4490=7,E4490=8),\"prázdniny\",(IF(H4490=6,\"víkend\",IF(H4490=7,\"víkend\",IF(AND(E4490=1,F4490=1),\"prázdniny\",\"všední\")))))","v":"prázdniny"},24.1]
[4483,null,null,{"$f":"D4490+1/24","v":"1999-07-06T18:29:59.999"},7,6,19,2,"prázdniny",23]
[4484,null,null,"1999-07-06T19:29:59.999",7,6,20,2,"prázdniny",21.4]
[4485,null,null,"1999-07-06T20:29:59.999",7,6,21,2,"prázdniny",19.100000000000001]
[4486,null,null,"1999-07-06T21:29:59.999",7,6,22,2,"prázdniny",17.600000000000001]
[4487,null,null,"1999-07-06T22:29:59.999",7,6,23,2,"prázdniny",17.100000000000001]
[4488,null,null,"1999-07-06T23:29:59.999",7,6,24,2,"prázdniny",16.5]
[4489,null,null,"1999-07-07T00:29:59.999",7,7,1,3,"prázdniny",16]
[4490,null,null,"1999-07-07T01:29:59.999",7,7,2,3,"prázdniny",15.4]
[4491,null,null,"1999-07-07T02:29:59.999",7,7,3,3,"prázdniny",14.7]
[4492,null,null,"1999-07-07T03:29:59.999",7,7,4,3,"prázdniny",13.5]
[4493,null,null,"1999-07-07T04:29:59.999",7,7,5,3,"prázdniny",14.3]
[4494,null,null,"1999-07-07T05:29:59.999",7,7,6,3,"prázdniny",15.8]
[4495,null,null,"1999-07-07T06:29:59.999",7,7,7,3,"prázdniny",18.399999999999999]
[4496,null,null,"1999-07-07T07:29:59.999",7,7,8,3,"prázdniny",20.3]
[4497,null,null,"1999-07-07T08:29:59.999",7,7,9,3,"prázdniny",21.6]
[4498,null,null,"1999-07-07T09:29:59.999",7,7,10,3,"prázdniny",22.8]
[4499,null,null,"1999-07-07T10:29:59.999",7,7,11,3,"prázdniny",24.4]
[4500,null,null,"1999-07-07T11:29:59.999",7,7,12,3,"prázdniny",25.4]
[4501,null,null,"1999-07-07T12:29:59.999",7,7,13,3,"prázdniny",26.2]
[4502,null,null,"1999-07-07T13:29:59.999",7,7,14,3,"prázdniny",27]
[4503,null,null,"1999-07-07T14:29:59.999",7,7,15,3,"prázdniny",27.6]
[4504,null,null,"1999-07-07T15:29:59.999",7,7,16,3,"prázdniny",27.8]
[4505,null,null,"1999-07-07T16:29:59.999",7,7,17,3,"prázdniny",27.9]
[4506,null,null,"1999-07-07T17:29:59.999",7,7,{"$f":"G4490","v":18},3,"prázdniny",27.1]
[4507,null,null,"1999-07-07T18:29:59.999",7,7,19,3,"prázdniny",26.2]
[4508,null,null,"1999-07-07T19:29:59.999",7,7,20,3,"prázdniny",24]
[4509,null,null,"1999-07-07T20:29:59.999",7,7,21,3,"prázdniny",22.2]
[4510,null,null,"1999-07-07T21:29:59.999",7,7,22,3,"prázdniny",21.5]
[4511,null,null,"1999-07-07T22:29:59.999",7,7,23,3,"prázdniny",20.6]
[4512,null,null,"1999-07-07T23:29:59.999",7,7,24,3,"prázdniny",19.7]
[4513,null,null,"1999-07-08T00:29:59.999",7,8,1,4,"prázdniny",18.8]
[4514,null,null,"1999-07-08T01:29:59.999",7,8,2,4,"prázdniny",18.899999999999999]
[4515,null,null,"1999-07-08T02:29:59.999",7,8,3,4,"prázdniny",19]
[4516,null,null,"1999-07-08T03:29:59.999",7,8,4,4,"prázdniny",18.7]
[4517,null,null,"1999-07-08T04:29:59.999",7,8,5,4,"prázdniny",18.100000000000001]
[4518,null,null,"1999-07-08T05:29:59.999",7,8,6,4,"prázdniny",18.8]
[4519,null,null,"1999-07-08T06:29:59.999",7,8,7,4,"prázdniny",18.399999999999999]
[4520,null,null,"1999-07-08T07:29:59.999",7,8,8,4,"prázdniny",19.5]
[4521,null,null,"1999-07-08T08:29:59.999",7,8,9,4,"prázdniny",19.5]
[4522,null,null,"1999-07-08T09:29:59.999",7,8,10,4,"prázdniny",19.8]
[4523,null,null,"1999-07-08T10:29:59.999",7,8,11,4,"prázdniny",21.1]
[4524,null,null,"1999-07-08T11:29:59.999",7,8,12,4,"prázdniny",22.1]
[4525,null,null,"1999-07-08T12:29:59.999",7,8,13,4,"prázdniny",23.7]
[4526,null,null,"1999-07-08T13:29:59.999",7,8,14,4,"prázdniny",23.7]
[4527,null,null,"1999-07-08T14:29:59.999",7,8,15,4,"prázdniny",20.100000000000001]
[4528,null,null,"1999-07-08T15:29:59.999",7,8,16,4,"prázdniny",20.7]
[4529,null,null,"1999-07-08T16:29:59.999",7,8,17,4,"prázdniny",19.8]
[4530,null,null,"1999-07-08T17:29:59.999",7,8,18,4,"prázdniny",19.100000000000001]
[4531,null,null,"1999-07-08T18:29:59.999",7,8,19,4,"prázdniny",17.899999999999999]
[4532,null,null,"1999-07-08T19:29:59.999",7,8,20,4,"prázdniny",17.600000000000001]
[4533,null,null,"1999-07-08T20:29:59.999",7,8,21,4,"prázdniny",17.2]
[4534,null,null,"1999-07-08T21:29:59.999",7,8,22,4,"prázdniny",17]
[4535,null,null,"1999-07-08T22:29:59.999",7,8,23,4,"prázdniny",16.399999999999999]
[4536,null,null,"1999-07-08T23:29:59.999",7,8,24,4,"prázdniny",15.8]
[4537,null,null,"1999-07-09T00:29:59.999",7,9,1,5,"prázdniny",15.2]
[4538,null,null,"1999-07-09T01:29:59.999",7,9,2,5,"prázdniny",15.1]
[4539,null,null,"1999-07-09T02:29:59.999",7,9,3,5,"prázdniny",15]
[4540,null,null,"1999-07-09T03:29:59.999",7,9,4,5,"prázdniny",14.6]
[4541,null,null,"1999-07-09T04:29:59.999",7,9,5,5,"prázdniny",14.4]
[4542,null,null,"1999-07-09T05:29:59.999",7,9,6,5,"prázdniny",15.2]
[4543,null,null,"1999-07-09T06:29:59.999",7,9,7,5,"prázdniny",16.2]
[4544,null,null,"1999-07-09T07:29:59.999",7,9,8,5,"prázdniny",15.6]
[4545,null,null,"1999-07-09T08:29:59.999",7,9,9,5,"prázdniny",16.2]
[4546,null,null,"1999-07-09T09:29:59.999",7,9,10,{"$f":"WEEKDAY(D4554-1)","v":5},{"$f":"IF(OR(E4554=7,E4554=8),\"prázdniny\",(IF(H4554=6,\"víkend\",IF(H4554=7,\"víkend\",IF(AND(E4554=1,F4554=1),\"prázdniny\",\"všední\")))))","v":"prázdniny"},17.2]
[4547,null,null,{"$f":"D4554+1/24","v":"1999-07-09T10:29:59.999"},7,9,11,5,"prázdniny",17.8]
[4548,null,null,"1999-07-09T11:29:59.999",7,9,12,5,"prázdniny",18.600000000000001]
[4549,null,null,"1999-07-09T12:29:59.999",7,9,13,5,"prázdniny",20]
[4550,null,null,"1999-07-09T13:29:59.999",7,9,14,5,"prázdniny",19.8]
[4551,null,null,"1999-07-09T14:29:59.999",7,9,15,5,"prázdniny",17.100000000000001]
[4552,null,null,"1999-07-09T15:29:59.999",7,9,16,5,"prázdniny",19]
[4553,null,null,"1999-07-09T16:29:59.999",7,9,17,5,"prázdniny",18.600000000000001]
[4554,null,null,"1999-07-09T17:29:59.999",7,9,18,5,"prázdniny",19.2]
[4555,null,null,"1999-07-09T18:29:59.999",7,9,19,5,"prázdniny",18.2]
[4556,null,null,"1999-07-09T19:29:59.999",7,9,20,5,"prázdniny",16.5]
[4557,null,null,"1999-07-09T20:29:59.999",7,9,21,5,"prázdniny",15.3]
[4558,null,null,"1999-07-09T21:29:59.999",7,9,22,5,"prázdniny",14.7]
[4559,null,null,"1999-07-09T22:29:59.999",7,9,23,5,"prázdniny",14.3]
[4560,null,null,"1999-07-09T23:29:59.999",7,9,24,5,"prázdniny",13.8]
[4561,null,null,"1999-07-10T00:29:59.999",7,10,1,6,"prázdniny",13.4]
[4562,null,null,"1999-07-10T01:29:59.999",7,10,2,6,"prázdniny",13]
[4563,null,null,"1999-07-10T02:29:59.999",7,10,3,6,"prázdniny",12.6]
[4564,null,null,"1999-07-10T03:29:59.999",7,10,4,6,"prázdniny",12.2]
[4565,null,null,"1999-07-10T04:29:59.999",7,10,5,6,"prázdniny",11.4]
[4566,null,null,"1999-07-10T05:29:59.999",7,10,6,6,"prázdniny",12.7]
[4567,null,null,"1999-07-10T06:29:59.999",7,10,7,6,"prázdniny",13.8]
[4568,null,null,"1999-07-10T07:29:59.999",7,10,8,6,"prázdniny",14.8]
[4569,null,null,"1999-07-10T08:29:59.999",7,10,9,6,"prázdniny",16]
[4570,null,null,"1999-07-10T09:29:59.999",7,10,{"$f":"G4554","v":10},6,"prázdniny",17.399999999999999]
[4571,null,null,"1999-07-10T10:29:59.999",7,10,11,6,"prázdniny",18.2]
[4572,null,null,"1999-07-10T11:29:59.999",7,10,12,6,"prázdniny",18.7]
[4573,null,null,"1999-07-10T12:29:59.999",7,10,13,6,"prázdniny",21.3]
[4574,null,null,"1999-07-10T13:29:59.999",7,10,14,6,"prázdniny",21.3]
[4575,null,null,"1999-07-10T14:29:59.999",7,10,15,6,"prázdniny",21.5]
[4576,null,null,"1999-07-10T15:29:59.999",7,10,16,6,"prázdniny",21.3]
[4577,null,null,"1999-07-10T16:29:59.999",7,10,17,6,"prázdniny",21.3]
[4578,null,null,"1999-07-10T17:29:59.999",7,10,18,6,"prázdniny",20.100000000000001]
[4579,null,null,"1999-07-10T18:29:59.999",7,10,19,6,"prázdniny",19.600000000000001]
[4580,null,null,"1999-07-10T19:29:59.999",7,10,20,6,"prázdniny",18.2]
[4581,null,null,"1999-07-10T20:29:59.999",7,10,21,6,"prázdniny",16.399999999999999]
[4582,null,null,"1999-07-10T21:29:59.999",7,10,22,6,"prázdniny",15.9]
[4583,null,null,"1999-07-10T22:29:59.999",7,10,23,6,"prázdniny",14.4]
[4584,null,null,"1999-07-10T23:29:59.999",7,10,24,6,"prázdniny",13]
[4585,null,null,"1999-07-11T00:29:59.999",7,11,1,7,"prázdniny",11.5]
[4586,null,null,"1999-07-11T01:29:59.999",7,11,2,7,"prázdniny",11.3]
[4587,null,null,"1999-07-11T02:29:59.999",7,11,3,7,"prázdniny",11]
[4588,null,null,"1999-07-11T03:29:59.999",7,11,4,7,"prázdniny",11]
[4589,null,null,"1999-07-11T04:29:59.999",7,11,5,7,"prázdniny",10.8]
[4590,null,null,"1999-07-11T05:29:59.999",7,11,6,7,"prázdniny",12.4]
[4591,null,null,"1999-07-11T06:29:59.999",7,11,7,7,"prázdniny",14.3]
[4592,null,null,"1999-07-11T07:29:59.999",7,11,8,7,"prázdniny",17.600000000000001]
[4593,null,null,"1999-07-11T08:29:59.999",7,11,9,7,"prázdniny",20.7]
[4594,null,null,"1999-07-11T09:29:59.999",7,11,10,7,"prázdniny",22.3]
[4595,null,null,"1999-07-11T10:29:59.999",7,11,11,7,"prázdniny",23.8]
[4596,null,null,"1999-07-11T11:29:59.999",7,11,12,7,"prázdniny",24.3]
[4597,null,null,"1999-07-11T12:29:59.999",7,11,13,7,"prázdniny",25.5]
[4598,null,null,"1999-07-11T13:29:59.999",7,11,14,7,"prázdniny",26]
[4599,null,null,"1999-07-11T14:29:59.999",7,11,15,7,"prázdniny",25.8]
[4600,null,null,"1999-07-11T15:29:59.999",7,11,16,7,"prázdniny",26.5]
[4601,null,null,"1999-07-11T16:29:59.999",7,11,17,7,"prázdniny",27.1]
[4602,null,null,"1999-07-11T17:29:59.999",7,11,18,7,"prázdniny",27]
[4603,null,null,"1999-07-11T18:29:59.999",7,11,19,7,"prázdniny",20.9]
[4604,null,null,"1999-07-11T19:29:59.999",7,11,20,7,"prázdniny",23.3]
[4605,null,null,"1999-07-11T20:29:59.999",7,11,21,7,"prázdniny",20.8]
[4606,null,null,"1999-07-11T21:29:59.999",7,11,22,7,"prázdniny",18.8]
[4607,null,null,"1999-07-11T22:29:59.999",7,11,23,7,"prázdniny",18]
[4608,null,null,"1999-07-11T23:29:59.999",7,11,24,7,"prázdniny",17.2]
[4609,null,null,"1999-07-12T00:29:59.999",7,12,1,1,"prázdniny",16.399999999999999]
[4610,null,null,"1999-07-12T01:29:59.999",7,12,2,{"$f":"WEEKDAY(D4618-1)","v":1},{"$f":"IF(OR(E4618=7,E4618=8),\"prázdniny\",(IF(H4618=6,\"víkend\",IF(H4618=7,\"víkend\",IF(AND(E4618=1,F4618=1),\"prázdniny\",\"všední\")))))","v":"prázdniny"},16.399999999999999]
[4611,null,null,{"$f":"D4618+1/24","v":"1999-07-12T02:29:59.999"},7,12,3,1,"prázdniny",16.399999999999999]
[4612,null,null,"1999-07-12T03:29:59.999",7,12,4,1,"prázdniny",15.6]
[4613,null,null,"1999-07-12T04:29:59.999",7,12,5,1,"prázdniny",15.1]
[4614,null,null,"1999-07-12T05:29:59.999",7,12,6,1,"prázdniny",16.2]
[4615,null,null,"1999-07-12T06:29:59.999",7,12,7,1,"prázdniny",19.3]
[4616,null,null,"1999-07-12T07:29:59.999",7,12,8,1,"prázdniny",21.9]
[4617,null,null,"1999-07-12T08:29:59.999",7,12,9,1,"prázdniny",23.8]
[4618,null,null,"1999-07-12T09:29:59.999",7,12,10,1,"prázdniny",25.1]
[4619,null,null,"1999-07-12T10:29:59.999",7,12,11,1,"prázdniny",25.4]
[4620,null,null,"1999-07-12T11:29:59.999",7,12,12,1,"prázdniny",26.5]
[4621,null,null,"1999-07-12T12:29:59.999",7,12,13,1,"prázdniny",28.2]
[4622,null,null,"1999-07-12T13:29:59.999",7,12,14,1,"prázdniny",28.2]
[4623,null,null,"1999-07-12T14:29:59.999",7,12,15,1,"prázdniny",27.8]
[4624,null,null,"1999-07-12T15:29:59.999",7,12,16,1,"prázdniny",19.100000000000001]
[4625,null,null,"1999-07-12T16:29:59.999",7,12,17,1,"prázdniny",20.399999999999999]
[4626,null,null,"1999-07-12T17:29:59.999",7,12,18,1,"prázdniny",21.4]
[4627,null,null,"1999-07-12T18:29:59.999",7,12,19,1,"prázdniny",20.9]
[4628,null,null,"1999-07-12T19:29:59.999",7,12,20,1,"prázdniny",19.600000000000001]
[4629,null,null,"1999-07-12T20:29:59.999",7,12,21,1,"prázdniny",19.399999999999999]
[4630,null,null,"1999-07-12T21:29:59.999",7,12,22,1,"prázdniny",18.8]
[4631,null,null,"1999-07-12T22:29:59.999",7,12,23,1,"prázdniny",18.399999999999999]
[4632,null,null,"1999-07-12T23:29:59.999",7,12,24,1,"prázdniny",18]
[4633,null,null,"1999-07-13T00:29:59.999",7,13,1,2,"prázdniny",17.600000000000001]
[4634,null,null,"1999-07-13T01:29:59.999",7,13,{"$f":"G4618","v":2},2,"prázdniny",16.7]
[4635,null,null,"1999-07-13T02:29:59.999",7,13,3,2,"prázdniny",15.7]
[4636,null,null,"1999-07-13T03:29:59.999",7,13,4,2,"prázdniny",14.9]
[4637,null,null,"1999-07-13T04:29:59.999",7,13,5,2,"prázdniny",14.8]
[4638,null,null,"1999-07-13T05:29:59.999",7,13,6,2,"prázdniny",15.6]
[4639,null,null,"1999-07-13T06:29:59.999",7,13,7,2,"prázdniny",17.399999999999999]
[4640,null,null,"1999-07-13T07:29:59.999",7,13,8,2,"prázdniny",18.600000000000001]
[4641,null,null,"1999-07-13T08:29:59.999",7,13,9,2,"prázdniny",19.399999999999999]
[4642,null,null,"1999-07-13T09:29:59.999",7,13,10,2,"prázdniny",20.9]
[4643,null,null,"1999-07-13T10:29:59.999",7,13,11,2,"prázdniny",20.399999999999999]
[4644,null,null,"1999-07-13T11:29:59.999",7,13,12,2,"prázdniny",20.6]
[4645,null,null,"1999-07-13T12:29:59.999",7,13,13,2,"prázdniny",20.6]
[4646,null,null,"1999-07-13T13:29:59.999",7,13,14,2,"prázdniny",21.4]
[4647,null,null,"1999-07-13T14:29:59.999",7,13,15,2,"prázdniny",21.6]
[4648,null,null,"1999-07-13T15:29:59.999",7,13,16,2,"prázdniny",21.9]
[4649,null,null,"1999-07-13T16:29:59.999",7,13,17,2,"prázdniny",21.6]
[4650,null,null,"1999-07-13T17:29:59.999",7,13,18,2,"prázdniny",20.6]
[4651,null,null,"1999-07-13T18:29:59.999",7,13,19,2,"prázdniny",19.399999999999999]
[4652,null,null,"1999-07-13T19:29:59.999",7,13,20,2,"prázdniny",18.7]
[4653,null,null,"1999-07-13T20:29:59.999",7,13,21,2,"prázdniny",17.600000000000001]
[4654,null,null,"1999-07-13T21:29:59.999",7,13,22,2,"prázdniny",16.7]
[4655,null,null,"1999-07-13T22:29:59.999",7,13,23,2,"prázdniny",15.8]
[4656,null,null,"1999-07-13T23:29:59.999",7,13,24,2,"prázdniny",14.9]
[4657,null,null,"1999-07-14T00:29:59.999",7,14,1,3,"prázdniny",14]
[4658,null,null,"1999-07-14T01:29:59.999",7,14,2,3,"prázdniny",13.3]
[4659,null,null,"1999-07-14T02:29:59.999",7,14,3,3,"prázdniny",12.6]
[4660,null,null,"1999-07-14T03:29:59.999",7,14,4,3,"prázdniny",11.7]
[4661,null,null,"1999-07-14T04:29:59.999",7,14,5,3,"prázdniny",11.5]
[4662,null,null,"1999-07-14T05:29:59.999",7,14,6,3,"prázdniny",13.1]
[4663,null,null,"1999-07-14T06:29:59.999",7,14,7,3,"prázdniny",15.1]
[4664,null,null,"1999-07-14T07:29:59.999",7,14,8,3,"prázdniny",17.2]
[4665,null,null,"1999-07-14T08:29:59.999",7,14,9,3,"prázdniny",18.399999999999999]
[4666,null,null,"1999-07-14T09:29:59.999",7,14,10,3,"prázdniny",20.100000000000001]
[4667,null,null,"1999-07-14T10:29:59.999",7,14,11,3,"prázdniny",21.2]
[4668,null,null,"1999-07-14T11:29:59.999",7,14,12,3,"prázdniny",21.8]
[4669,null,null,"1999-07-14T12:29:59.999",7,14,13,3,"prázdniny",22.2]
[4670,null,null,"1999-07-14T13:29:59.999",7,14,14,3,"prázdniny",22.3]
[4671,null,null,"1999-07-14T14:29:59.999",7,14,15,3,"prázdniny",23.1]
[4672,null,null,"1999-07-14T15:29:59.999",7,14,16,3,"prázdniny",23]
[4673,null,null,"1999-07-14T16:29:59.999",7,14,17,3,"prázdniny",22.8]
[4674,null,null,"1999-07-14T17:29:59.999",7,14,18,{"$f":"WEEKDAY(D4682-1)","v":3},{"$f":"IF(OR(E4682=7,E4682=8),\"prázdniny\",(IF(H4682=6,\"víkend\",IF(H4682=7,\"víkend\",IF(AND(E4682=1,F4682=1),\"prázdniny\",\"všední\")))))","v":"prázdniny"},22.2]
[4675,null,null,{"$f":"D4682+1/24","v":"1999-07-14T18:29:59.999"},7,14,19,3,"prázdniny",21.1]
[4676,null,null,"1999-07-14T19:29:59.999",7,14,20,3,"prázdniny",19.600000000000001]
[4677,null,null,"1999-07-14T20:29:59.999",7,14,21,3,"prázdniny",18.399999999999999]
[4678,null,null,"1999-07-14T21:29:59.999",7,14,22,3,"prázdniny",17.399999999999999]
[4679,null,null,"1999-07-14T22:29:59.999",7,14,23,3,"prázdniny",16.5]
[4680,null,null,"1999-07-14T23:29:59.999",7,14,24,3,"prázdniny",15.7]
[4681,null,null,"1999-07-15T00:29:59.999",7,15,1,4,"prázdniny",14.8]
[4682,null,null,"1999-07-15T01:29:59.999",7,15,2,4,"prázdniny",14.3]
[4683,null,null,"1999-07-15T02:29:59.999",7,15,3,4,"prázdniny",13.8]
[4684,null,null,"1999-07-15T03:29:59.999",7,15,4,4,"prázdniny",14.2]
[4685,null,null,"1999-07-15T04:29:59.999",7,15,5,4,"prázdniny",13]
[4686,null,null,"1999-07-15T05:29:59.999",7,15,6,4,"prázdniny",14.6]
[4687,null,null,"1999-07-15T06:29:59.999",7,15,7,4,"prázdniny",16.600000000000001]
[4688,null,null,"1999-07-15T07:29:59.999",7,15,8,4,"prázdniny",19.100000000000001]
[4689,null,null,"1999-07-15T08:29:59.999",7,15,9,4,"prázdniny",20.6]
[4690,null,null,"1999-07-15T09:29:59.999",7,15,10,4,"prázdniny",21.8]
[4691,null,null,"1999-07-15T10:29:59.999",7,15,11,4,"prázdniny",23.1]
[4692,null,null,"1999-07-15T11:29:59.999",7,15,12,4,"prázdniny",24]
[4693,null,null,"1999-07-15T12:29:59.999",7,15,13,4,"prázdniny",25.8]
[4694,null,null,"1999-07-15T13:29:59.999",7,15,14,4,"prázdniny",25.9]
[4695,null,null,"1999-07-15T14:29:59.999",7,15,15,4,"prázdniny",26.9]
[4696,null,null,"1999-07-15T15:29:59.999",7,15,16,4,"prázdniny",26.4]
[4697,null,null,"1999-07-15T16:29:59.999",7,15,17,4,"prázdniny",26.3]
[4698,null,null,"1999-07-15T17:29:59.999",7,15,{"$f":"G4682","v":18},4,"prázdniny",25.4]
[4699,null,null,"1999-07-15T18:29:59.999",7,15,19,4,"prázdniny",23.9]
[4700,null,null,"1999-07-15T19:29:59.999",7,15,20,4,"prázdniny",23.2]
[4701,null,null,"1999-07-15T20:29:59.999",7,15,21,4,"prázdniny",22.2]
[4702,null,null,"1999-07-15T21:29:59.999",7,15,22,4,"prázdniny",20.9]
[4703,null,null,"1999-07-15T22:29:59.999",7,15,23,4,"prázdniny",20.3]
[4704,null,null,"1999-07-15T23:29:59.999",7,15,24,4,"prázdniny",19.8]
[4705,null,null,"1999-07-16T00:29:59.999",7,16,1,5,"prázdniny",19.2]
[4706,null,null,"1999-07-16T01:29:59.999",7,16,2,5,"prázdniny",18.7]
[4707,null,null,"1999-07-16T02:29:59.999",7,16,3,5,"prázdniny",18.2]
[4708,null,null,"1999-07-16T03:29:59.999",7,16,4,5,"prázdniny",17]
[4709,null,null,"1999-07-16T04:29:59.999",7,16,5,5,"prázdniny",17.8]
[4710,null,null,"1999-07-16T05:29:59.999",7,16,6,5,"prázdniny",18.399999999999999]
[4711,null,null,"1999-07-16T06:29:59.999",7,16,7,5,"prázdniny",20.2]
[4712,null,null,"1999-07-16T07:29:59.999",7,16,8,5,"prázdniny",22.8]
[4713,null,null,"1999-07-16T08:29:59.999",7,16,9,5,"prázdniny",24.8]
[4714,null,null,"1999-07-16T09:29:59.999",7,16,10,5,"prázdniny",26.2]
[4715,null,null,"1999-07-16T10:29:59.999",7,16,11,5,"prázdniny",26.4]
[4716,null,null,"1999-07-16T11:29:59.999",7,16,12,5,"prázdniny",27.3]
[4717,null,null,"1999-07-16T12:29:59.999",7,16,13,5,"prázdniny",28.6]
[4718,null,null,"1999-07-16T13:29:59.999",7,16,14,5,"prázdniny",28.6]
[4719,null,null,"1999-07-16T14:29:59.999",7,16,15,5,"prázdniny",29.2]
[4720,null,null,"1999-07-16T15:29:59.999",7,16,16,5,"prázdniny",28.9]
[4721,null,null,"1999-07-16T16:29:59.999",7,16,17,5,"prázdniny",27.8]
[4722,null,null,"1999-07-16T17:29:59.999",7,16,18,5,"prázdniny",26.7]
[4723,null,null,"1999-07-16T18:29:59.999",7,16,19,5,"prázdniny",25.8]
[4724,null,null,"1999-07-16T19:29:59.999",7,16,20,5,"prázdniny",25]
[4725,null,null,"1999-07-16T20:29:59.999",7,16,21,5,"prázdniny",23.6]
[4726,null,null,"1999-07-16T21:29:59.999",7,16,22,5,"prázdniny",23.1]
[4727,null,null,"1999-07-16T22:29:59.999",7,16,23,5,"prázdniny",22.3]
[4728,null,null,"1999-07-16T23:29:59.999",7,16,24,5,"prázdniny",21.6]
[4729,null,null,"1999-07-17T00:29:59.999",7,17,1,6,"prázdniny",20.8]
[4730,null,null,"1999-07-17T01:29:59.999",7,17,2,6,"prázdniny",20.2]
[4731,null,null,"1999-07-17T02:29:59.999",7,17,3,6,"prázdniny",19.600000000000001]
[4732,null,null,"1999-07-17T03:29:59.999",7,17,4,6,"prázdniny",19.100000000000001]
[4733,null,null,"1999-07-17T04:29:59.999",7,17,5,6,"prázdniny",18]
[4734,null,null,"1999-07-17T05:29:59.999",7,17,6,6,"prázdniny",19]
[4735,null,null,"1999-07-17T06:29:59.999",7,17,7,6,"prázdniny",20.9]
[4736,null,null,"1999-07-17T07:29:59.999",7,17,8,6,"prázdniny",21.9]
[4737,null,null,"1999-07-17T08:29:59.999",7,17,9,6,"prázdniny",24.8]
[4738,null,null,"1999-07-17T09:29:59.999",7,17,10,{"$f":"WEEKDAY(D4746-1)","v":6},{"$f":"IF(OR(E4746=7,E4746=8),\"prázdniny\",(IF(H4746=6,\"víkend\",IF(H4746=7,\"víkend\",IF(AND(E4746=1,F4746=1),\"prázdniny\",\"všední\")))))","v":"prázdniny"},25.9]
[4739,null,null,{"$f":"D4746+1/24","v":"1999-07-17T10:29:59.999"},7,17,11,6,"prázdniny",26.6]
[4740,null,null,"1999-07-17T11:29:59.999",7,17,12,6,"prázdniny",28.4]
[4741,null,null,"1999-07-17T12:29:59.999",7,17,13,6,"prázdniny",29.4]
[4742,null,null,"1999-07-17T13:29:59.999",7,17,14,6,"prázdniny",28.3]
[4743,null,null,"1999-07-17T14:29:59.999",7,17,15,6,"prázdniny",27.1]
[4744,null,null,"1999-07-17T15:29:59.999",7,17,16,6,"prázdniny",28.1]
[4745,null,null,"1999-07-17T16:29:59.999",7,17,17,6,"prázdniny",26.8]
[4746,null,null,"1999-07-17T17:29:59.999",7,17,18,6,"prázdniny",27.4]
[4747,null,null,"1999-07-17T18:29:59.999",7,17,19,6,"prázdniny",26.6]
[4748,null,null,"1999-07-17T19:29:59.999",7,17,20,6,"prázdniny",24.8]
[4749,null,null,"1999-07-17T20:29:59.999",7,17,21,6,"prázdniny",23.2]
[4750,null,null,"1999-07-17T21:29:59.999",7,17,22,6,"prázdniny",22.5]
[4751,null,null,"1999-07-17T22:29:59.999",7,17,23,6,"prázdniny",21.8]
[4752,null,null,"1999-07-17T23:29:59.999",7,17,24,6,"prázdniny",21.1]
[4753,null,null,"1999-07-18T00:29:59.999",7,18,1,7,"prázdniny",20.399999999999999]
[4754,null,null,"1999-07-18T01:29:59.999",7,18,2,7,"prázdniny",19.5]
[4755,null,null,"1999-07-18T02:29:59.999",7,18,3,7,"prázdniny",18.5]
[4756,null,null,"1999-07-18T03:29:59.999",7,18,4,7,"prázdniny",17.7]
[4757,null,null,"1999-07-18T04:29:59.999",7,18,5,7,"prázdniny",16.100000000000001]
[4758,null,null,"1999-07-18T05:29:59.999",7,18,6,7,"prázdniny",16.3]
[4759,null,null,"1999-07-18T06:29:59.999",7,18,7,7,"prázdniny",16.399999999999999]
[4760,null,null,"1999-07-18T07:29:59.999",7,18,8,7,"prázdniny",17.5]
[4761,null,null,"1999-07-18T08:29:59.999",7,18,9,7,"prázdniny",19]
[4762,null,null,"1999-07-18T09:29:59.999",7,18,{"$f":"G4746","v":10},7,"prázdniny",19.3]
[4763,null,null,"1999-07-18T10:29:59.999",7,18,11,7,"prázdniny",20.5]
[4764,null,null,"1999-07-18T11:29:59.999",7,18,12,7,"prázdniny",21.8]
[4765,null,null,"1999-07-18T12:29:59.999",7,18,13,7,"prázdniny",21.6]
[4766,null,null,"1999-07-18T13:29:59.999",7,18,14,7,"prázdniny",22]
[4767,null,null,"1999-07-18T14:29:59.999",7,18,15,7,"prázdniny",22.5]
[4768,null,null,"1999-07-18T15:29:59.999",7,18,16,7,"prázdniny",22.2]
[4769,null,null,"1999-07-18T16:29:59.999",7,18,17,7,"prázdniny",22.1]
[4770,null,null,"1999-07-18T17:29:59.999",7,18,18,7,"prázdniny",21.8]
[4771,null,null,"1999-07-18T18:29:59.999",7,18,19,7,"prázdniny",20.7]
[4772,null,null,"1999-07-18T19:29:59.999",7,18,20,7,"prázdniny",19.2]
[4773,null,null,"1999-07-18T20:29:59.999",7,18,21,7,"prázdniny",18.3]
[4774,null,null,"1999-07-18T21:29:59.999",7,18,22,7,"prázdniny",17.8]
[4775,null,null,"1999-07-18T22:29:59.999",7,18,23,7,"prázdniny",17.399999999999999]
[4776,null,null,"1999-07-18T23:29:59.999",7,18,24,7,"prázdniny",17]
[4777,null,null,"1999-07-19T00:29:59.999",7,19,1,1,"prázdniny",16.600000000000001]
[4778,null,null,"1999-07-19T01:29:59.999",7,19,2,1,"prázdniny",16.399999999999999]
[4779,null,null,"1999-07-19T02:29:59.999",7,19,3,1,"prázdniny",16.100000000000001]
[4780,null,null,"1999-07-19T03:29:59.999",7,19,4,1,"prázdniny",16]
[4781,null,null,"1999-07-19T04:29:59.999",7,19,5,1,"prázdniny",15.8]
[4782,null,null,"1999-07-19T05:29:59.999",7,19,6,1,"prázdniny",16.7]
[4783,null,null,"1999-07-19T06:29:59.999",7,19,7,1,"prázdniny",16.600000000000001]
[4784,null,null,"1999-07-19T07:29:59.999",7,19,8,1,"prázdniny",17.2]
[4785,null,null,"1999-07-19T08:29:59.999",7,19,9,1,"prázdniny",18.600000000000001]
[4786,null,null,"1999-07-19T09:29:59.999",7,19,10,1,"prázdniny",21.1]
[4787,null,null,"1999-07-19T10:29:59.999",7,19,11,1,"prázdniny",20.9]
[4788,null,null,"1999-07-19T11:29:59.999",7,19,12,1,"prázdniny",21.6]
[4789,null,null,"1999-07-19T12:29:59.999",7,19,13,1,"prázdniny",21.8]
[4790,null,null,"1999-07-19T13:29:59.999",7,19,14,1,"prázdniny",23.8]
[4791,null,null,"1999-07-19T14:29:59.999",7,19,15,1,"prázdniny",21.6]
[4792,null,null,"1999-07-19T15:29:59.999",7,19,16,1,"prázdniny",18.2]
[4793,null,null,"1999-07-19T16:29:59.999",7,19,17,1,"prázdniny",15.6]
[4794,null,null,"1999-07-19T17:29:59.999",7,19,18,1,"prázdniny",15.6]
[4795,null,null,"1999-07-19T18:29:59.999",7,19,19,1,"prázdniny",15.2]
[4796,null,null,"1999-07-19T19:29:59.999",7,19,20,1,"prázdniny",14.8]
[4797,null,null,"1999-07-19T20:29:59.999",7,19,21,1,"prázdniny",14.6]
[4798,null,null,"1999-07-19T21:29:59.999",7,19,22,1,"prázdniny",14.3]
[4799,null,null,"1999-07-19T22:29:59.999",7,19,23,1,"prázdniny",14.2]
[4800,null,null,"1999-07-19T23:29:59.999",7,19,24,1,"prázdniny",14]
[4801,null,null,"1999-07-20T00:29:59.999",7,20,1,2,"prázdniny",13.9]
[4802,null,null,"1999-07-20T01:29:59.999",7,20,2,{"$f":"WEEKDAY(D4810-1)","v":2},{"$f":"IF(OR(E4810=7,E4810=8),\"prázdniny\",(IF(H4810=6,\"víkend\",IF(H4810=7,\"víkend\",IF(AND(E4810=1,F4810=1),\"prázdniny\",\"všední\")))))","v":"prázdniny"},13.9]
[4803,null,null,{"$f":"D4810+1/24","v":"1999-07-20T02:29:59.999"},7,20,3,2,"prázdniny",13.9]
[4804,null,null,"1999-07-20T03:29:59.999",7,20,4,2,"prázdniny",13.8]
[4805,null,null,"1999-07-20T04:29:59.999",7,20,5,2,"prázdniny",13.6]
[4806,null,null,"1999-07-20T05:29:59.999",7,20,6,2,"prázdniny",13.9]
[4807,null,null,"1999-07-20T06:29:59.999",7,20,7,2,"prázdniny",15.2]
[4808,null,null,"1999-07-20T07:29:59.999",7,20,8,2,"prázdniny",16.8]
[4809,null,null,"1999-07-20T08:29:59.999",7,20,9,2,"prázdniny",18.100000000000001]
[4810,null,null,"1999-07-20T09:29:59.999",7,20,10,2,"prázdniny",19.899999999999999]
[4811,null,null,"1999-07-20T10:29:59.999",7,20,11,2,"prázdniny",20.2]
[4812,null,null,"1999-07-20T11:29:59.999",7,20,12,2,"prázdniny",22]
[4813,null,null,"1999-07-20T12:29:59.999",7,20,13,2,"prázdniny",22.8]
[4814,null,null,"1999-07-20T13:29:59.999",7,20,14,2,"prázdniny",24]
[4815,null,null,"1999-07-20T14:29:59.999",7,20,15,2,"prázdniny",23.5]
[4816,null,null,"1999-07-20T15:29:59.999",7,20,16,2,"prázdniny",24.8]
[4817,null,null,"1999-07-20T16:29:59.999",7,20,17,2,"prázdniny",23.4]
[4818,null,null,"1999-07-20T17:29:59.999",7,20,18,2,"prázdniny",24.1]
[4819,null,null,"1999-07-20T18:29:59.999",7,20,19,2,"prázdniny",23.5]
[4820,null,null,"1999-07-20T19:29:59.999",7,20,20,2,"prázdniny",20.8]
[4821,null,null,"1999-07-20T20:29:59.999",7,20,21,2,"prázdniny",18.2]
[4822,null,null,"1999-07-20T21:29:59.999",7,20,22,2,"prázdniny",17.7]
[4823,null,null,"1999-07-20T22:29:59.999",7,20,23,2,"prázdniny",16.7]
[4824,null,null,"1999-07-20T23:29:59.999",7,20,24,2,"prázdniny",15.7]
[4825,null,null,"1999-07-21T00:29:59.999",7,21,1,3,"prázdniny",14.7]
[4826,null,null,"1999-07-21T01:29:59.999",7,21,{"$f":"G4810","v":2},3,"prázdniny",14.3]
[4827,null,null,"1999-07-21T02:29:59.999",7,21,3,3,"prázdniny",13.9]
[4828,null,null,"1999-07-21T03:29:59.999",7,21,4,3,"prázdniny",13.7]
[4829,null,null,"1999-07-21T04:29:59.999",7,21,5,3,"prázdniny",13.6]
[4830,null,null,"1999-07-21T05:29:59.999",7,21,6,3,"prázdniny",13.5]
[4831,null,null,"1999-07-21T06:29:59.999",7,21,7,3,"prázdniny",13.6]
[4832,null,null,"1999-07-21T07:29:59.999",7,21,8,3,"prázdniny",14]
[4833,null,null,"1999-07-21T08:29:59.999",7,21,9,3,"prázdniny",14.4]
[4834,null,null,"1999-07-21T09:29:59.999",7,21,10,3,"prázdniny",15.5]
[4835,null,null,"1999-07-21T10:29:59.999",7,21,11,3,"prázdniny",17.2]
[4836,null,null,"1999-07-21T11:29:59.999",7,21,12,3,"prázdniny",18.2]
[4837,null,null,"1999-07-21T12:29:59.999",7,21,13,3,"prázdniny",19.899999999999999]
[4838,null,null,"1999-07-21T13:29:59.999",7,21,14,3,"prázdniny",20]
[4839,null,null,"1999-07-21T14:29:59.999",7,21,15,3,"prázdniny",21.1]
[4840,null,null,"1999-07-21T15:29:59.999",7,21,16,3,"prázdniny",20.8]
[4841,null,null,"1999-07-21T16:29:59.999",7,21,17,3,"prázdniny",20.6]
[4842,null,null,"1999-07-21T17:29:59.999",7,21,18,3,"prázdniny",20.3]
[4843,null,null,"1999-07-21T18:29:59.999",7,21,19,3,"prázdniny",19.399999999999999]
[4844,null,null,"1999-07-21T19:29:59.999",7,21,20,3,"prázdniny",18.3]
[4845,null,null,"1999-07-21T20:29:59.999",7,21,21,3,"prázdniny",17.600000000000001]
[4846,null,null,"1999-07-21T21:29:59.999",7,21,22,3,"prázdniny",16.8]
[4847,null,null,"1999-07-21T22:29:59.999",7,21,23,3,"prázdniny",15.7]
[4848,null,null,"1999-07-21T23:29:59.999",7,21,24,3,"prázdniny",14.7]
[4849,null,null,"1999-07-22T00:29:59.999",7,22,1,4,"prázdniny",13.6]
[4850,null,null,"1999-07-22T01:29:59.999",7,22,2,4,"prázdniny",12.9]
[4851,null,null,"1999-07-22T02:29:59.999",7,22,3,4,"prázdniny",12.1]
[4852,null,null,"1999-07-22T03:29:59.999",7,22,4,4,"prázdniny",12.2]
[4853,null,null,"1999-07-22T04:29:59.999",7,22,5,4,"prázdniny",12.2]
[4854,null,null,"1999-07-22T05:29:59.999",7,22,6,4,"prázdniny",13]
[4855,null,null,"1999-07-22T06:29:59.999",7,22,7,4,"prázdniny",14.2]
[4856,null,null,"1999-07-22T07:29:59.999",7,22,8,4,"prázdniny",16.399999999999999]
[4857,null,null,"1999-07-22T08:29:59.999",7,22,9,4,"prázdniny",18.899999999999999]
[4858,null,null,"1999-07-22T09:29:59.999",7,22,10,4,"prázdniny",20.6]
[4859,null,null,"1999-07-22T10:29:59.999",7,22,11,4,"prázdniny",22.6]
[4860,null,null,"1999-07-22T11:29:59.999",7,22,12,4,"prázdniny",23.6]
[4861,null,null,"1999-07-22T12:29:59.999",7,22,13,4,"prázdniny",24.1]
[4862,null,null,"1999-07-22T13:29:59.999",7,22,14,4,"prázdniny",24.9]
[4863,null,null,"1999-07-22T14:29:59.999",7,22,15,4,"prázdniny",23.4]
[4864,null,null,"1999-07-22T15:29:59.999",7,22,16,4,"prázdniny",23.6]
[4865,null,null,"1999-07-22T16:29:59.999",7,22,17,4,"prázdniny",22.2]
[4866,null,null,"1999-07-22T17:29:59.999",7,22,18,{"$f":"WEEKDAY(D4874-1)","v":4},{"$f":"IF(OR(E4874=7,E4874=8),\"prázdniny\",(IF(H4874=6,\"víkend\",IF(H4874=7,\"víkend\",IF(AND(E4874=1,F4874=1),\"prázdniny\",\"všední\")))))","v":"prázdniny"},21.6]
[4867,null,null,{"$f":"D4874+1/24","v":"1999-07-22T18:29:59.999"},7,22,19,4,"prázdniny",22.2]
[4868,null,null,"1999-07-22T19:29:59.999",7,22,20,4,"prázdniny",20]
[4869,null,null,"1999-07-22T20:29:59.999",7,22,21,4,"prázdniny",18.399999999999999]
[4870,null,null,"1999-07-22T21:29:59.999",7,22,22,4,"prázdniny",17.899999999999999]
[4871,null,null,"1999-07-22T22:29:59.999",7,22,23,4,"prázdniny",17.100000000000001]
[4872,null,null,"1999-07-22T23:29:59.999",7,22,24,4,"prázdniny",16.399999999999999]
[4873,null,null,"1999-07-23T00:29:59.999",7,23,1,5,"prázdniny",15.6]
[4874,null,null,"1999-07-23T01:29:59.999",7,23,2,5,"prázdniny",15.3]
[4875,null,null,"1999-07-23T02:29:59.999",7,23,3,5,"prázdniny",15]
[4876,null,null,"1999-07-23T03:29:59.999",7,23,4,5,"prázdniny",15.1]
[4877,null,null,"1999-07-23T04:29:59.999",7,23,5,5,"prázdniny",15.2]
[4878,null,null,"1999-07-23T05:29:59.999",7,23,6,5,"prázdniny",15.6]
[4879,null,null,"1999-07-23T06:29:59.999",7,23,7,5,"prázdniny",16.5]
[4880,null,null,"1999-07-23T07:29:59.999",7,23,8,5,"prázdniny",18.399999999999999]
[4881,null,null,"1999-07-23T08:29:59.999",7,23,9,5,"prázdniny",20.9]
[4882,null,null,"1999-07-23T09:29:59.999",7,23,10,5,"prázdniny",21.7]
[4883,null,null,"1999-07-23T10:29:59.999",7,23,11,5,"prázdniny",21.6]
[4884,null,null,"1999-07-23T11:29:59.999",7,23,12,5,"prázdniny",22.4]
[4885,null,null,"1999-07-23T12:29:59.999",7,23,13,5,"prázdniny",23.1]
[4886,null,null,"1999-07-23T13:29:59.999",7,23,14,5,"prázdniny",24.7]
[4887,null,null,"1999-07-23T14:29:59.999",7,23,15,5,"prázdniny",25.2]
[4888,null,null,"1999-07-23T15:29:59.999",7,23,16,5,"prázdniny",25.4]
[4889,null,null,"1999-07-23T16:29:59.999",7,23,17,5,"prázdniny",25.8]
[4890,null,null,"1999-07-23T17:29:59.999",7,23,{"$f":"G4874","v":18},5,"prázdniny",24.9]
[4891,null,null,"1999-07-23T18:29:59.999",7,23,19,5,"prázdniny",23.8]
[4892,null,null,"1999-07-23T19:29:59.999",7,23,20,5,"prázdniny",21.5]
[4893,null,null,"1999-07-23T20:29:59.999",7,23,21,5,"prázdniny",20.100000000000001]
[4894,null,null,"1999-07-23T21:29:59.999",7,23,22,5,"prázdniny",18.600000000000001]
[4895,null,null,"1999-07-23T22:29:59.999",7,23,23,5,"prázdniny",18.2]
[4896,null,null,"1999-07-23T23:29:59.999",7,23,24,5,"prázdniny",17.7]
[4897,null,null,"1999-07-24T00:29:59.999",7,24,1,6,"prázdniny",17.3]
[4898,null,null,"1999-07-24T01:29:59.999",7,24,2,6,"prázdniny",16.600000000000001]
[4899,null,null,"1999-07-24T02:29:59.999",7,24,3,6,"prázdniny",15.9]
[4900,null,null,"1999-07-24T03:29:59.999",7,24,4,6,"prázdniny",15.7]
[4901,null,null,"1999-07-24T04:29:59.999",7,24,5,6,"prázdniny",15.2]
[4902,null,null,"1999-07-24T05:29:59.999",7,24,6,6,"prázdniny",16.399999999999999]
[4903,null,null,"1999-07-24T06:29:59.999",7,24,7,6,"prázdniny",18]
[4904,null,null,"1999-07-24T07:29:59.999",7,24,8,6,"prázdniny",19.399999999999999]
[4905,null,null,"1999-07-24T08:29:59.999",7,24,9,6,"prázdniny",21.2]
[4906,null,null,"1999-07-24T09:29:59.999",7,24,10,6,"prázdniny",22.8]
[4907,null,null,"1999-07-24T10:29:59.999",7,24,11,6,"prázdniny",21.7]
[4908,null,null,"1999-07-24T11:29:59.999",7,24,12,6,"prázdniny",20.8]
[4909,null,null,"1999-07-24T12:29:59.999",7,24,13,6,"prázdniny",21.2]
[4910,null,null,"1999-07-24T13:29:59.999",7,24,14,6,"prázdniny",23.4]
[4911,null,null,"1999-07-24T14:29:59.999",7,24,15,6,"prázdniny",24.8]
[4912,null,null,"1999-07-24T15:29:59.999",7,24,16,6,"prázdniny",24.4]
[4913,null,null,"1999-07-24T16:29:59.999",7,24,17,6,"prázdniny",24.2]
[4914,null,null,"1999-07-24T17:29:59.999",7,24,18,6,"prázdniny",22.7]
[4915,null,null,"1999-07-24T18:29:59.999",7,24,19,6,"prázdniny",23]
[4916,null,null,"1999-07-24T19:29:59.999",7,24,20,6,"prázdniny",20.5]
[4917,null,null,"1999-07-24T20:29:59.999",7,24,21,6,"prázdniny",19.100000000000001]
[4918,null,null,"1999-07-24T21:29:59.999",7,24,22,6,"prázdniny",18.5]
[4919,null,null,"1999-07-24T22:29:59.999",7,24,23,6,"prázdniny",17.8]
[4920,null,null,"1999-07-24T23:29:59.999",7,24,24,6,"prázdniny",17.100000000000001]
[4921,null,null,"1999-07-25T00:29:59.999",7,25,1,7,"prázdniny",16.399999999999999]
[4922,null,null,"1999-07-25T01:29:59.999",7,25,2,7,"prázdniny",16]
[4923,null,null,"1999-07-25T02:29:59.999",7,25,3,7,"prázdniny",15.6]
[4924,null,null,"1999-07-25T03:29:59.999",7,25,4,7,"prázdniny",15.6]
[4925,null,null,"1999-07-25T04:29:59.999",7,25,5,7,"prázdniny",15.7]
[4926,null,null,"1999-07-25T05:29:59.999",7,25,6,7,"prázdniny",15.5]
[4927,null,null,"1999-07-25T06:29:59.999",7,25,7,7,"prázdniny",16.100000000000001]
[4928,null,null,"1999-07-25T07:29:59.999",7,25,8,7,"prázdniny",19]
[4929,null,null,"1999-07-25T08:29:59.999",7,25,9,7,"prázdniny",20.399999999999999]
[4930,null,null,"1999-07-25T09:29:59.999",7,25,10,{"$f":"WEEKDAY(D4938-1)","v":7},{"$f":"IF(OR(E4938=7,E4938=8),\"prázdniny\",(IF(H4938=6,\"víkend\",IF(H4938=7,\"víkend\",IF(AND(E4938=1,F4938=1),\"prázdniny\",\"všední\")))))","v":"prázdniny"},20.2]
[4931,null,null,{"$f":"D4938+1/24","v":"1999-07-25T10:29:59.999"},7,25,11,7,"prázdniny",20.8]
[4932,null,null,"1999-07-25T11:29:59.999",7,25,12,7,"prázdniny",22]
[4933,null,null,"1999-07-25T12:29:59.999",7,25,13,7,"prázdniny",22.5]
[4934,null,null,"1999-07-25T13:29:59.999",7,25,14,7,"prázdniny",22.9]
[4935,null,null,"1999-07-25T14:29:59.999",7,25,15,7,"prázdniny",20.6]
[4936,null,null,"1999-07-25T15:29:59.999",7,25,16,7,"prázdniny",19.100000000000001]
[4937,null,null,"1999-07-25T16:29:59.999",7,25,17,7,"prázdniny",18]
[4938,null,null,"1999-07-25T17:29:59.999",7,25,18,7,"prázdniny",16.399999999999999]
[4939,null,null,"1999-07-25T18:29:59.999",7,25,19,7,"prázdniny",15.8]
[4940,null,null,"1999-07-25T19:29:59.999",7,25,20,7,"prázdniny",15.3]
[4941,null,null,"1999-07-25T20:29:59.999",7,25,21,7,"prázdniny",15]
[4942,null,null,"1999-07-25T21:29:59.999",7,25,22,7,"prázdniny",14.7]
[4943,null,null,"1999-07-25T22:29:59.999",7,25,23,7,"prázdniny",14.3]
[4944,null,null,"1999-07-25T23:29:59.999",7,25,24,7,"prázdniny",13.8]
[4945,null,null,"1999-07-26T00:29:59.999",7,26,1,1,"prázdniny",13.4]
[4946,null,null,"1999-07-26T01:29:59.999",7,26,2,1,"prázdniny",13]
[4947,null,null,"1999-07-26T02:29:59.999",7,26,3,1,"prázdniny",12.6]
[4948,null,null,"1999-07-26T03:29:59.999",7,26,4,1,"prázdniny",11.8]
[4949,null,null,"1999-07-26T04:29:59.999",7,26,5,1,"prázdniny",11.8]
[4950,null,null,"1999-07-26T05:29:59.999",7,26,6,1,"prázdniny",11.8]
[4951,null,null,"1999-07-26T06:29:59.999",7,26,7,1,"prázdniny",11.9]
[4952,null,null,"1999-07-26T07:29:59.999",7,26,8,1,"prázdniny",12.4]
[4953,null,null,"1999-07-26T08:29:59.999",7,26,9,1,"prázdniny",14.2]
[4954,null,null,"1999-07-26T09:29:59.999",7,26,{"$f":"G4938","v":10},1,"prázdniny",14.2]
[4955,null,null,"1999-07-26T10:29:59.999",7,26,11,1,"prázdniny",14.6]
[4956,null,null,"1999-07-26T11:29:59.999",7,26,12,1,"prázdniny",14.6]
[4957,null,null,"1999-07-26T12:29:59.999",7,26,13,1,"prázdniny",14.6]
[4958,null,null,"1999-07-26T13:29:59.999",7,26,14,1,"prázdniny",14.2]
[4959,null,null,"1999-07-26T14:29:59.999",7,26,15,1,"prázdniny",15.7]
[4960,null,null,"1999-07-26T15:29:59.999",7,26,16,1,"prázdniny",12.4]
[4961,null,null,"1999-07-26T16:29:59.999",7,26,17,1,"prázdniny",13.3]
[4962,null,null,"1999-07-26T17:29:59.999",7,26,18,1,"prázdniny",14.4]
[4963,null,null,"1999-07-26T18:29:59.999",7,26,19,1,"prázdniny",13.3]
[4964,null,null,"1999-07-26T19:29:59.999",7,26,20,1,"prázdniny",11.2]
[4965,null,null,"1999-07-26T20:29:59.999",7,26,21,1,"prázdniny",11.1]
[4966,null,null,"1999-07-26T21:29:59.999",7,26,22,1,"prázdniny",9.9]
[4967,null,null,"1999-07-26T22:29:59.999",7,26,23,1,"prázdniny",9.8000000000000007]
[4968,null,null,"1999-07-26T23:29:59.999",7,26,24,1,"prázdniny",9.6]
[4969,null,null,"1999-07-27T00:29:59.999",7,27,1,2,"prázdniny",9.5]
[4970,null,null,"1999-07-27T01:29:59.999",7,27,2,2,"prázdniny",9.3000000000000007]
[4971,null,null,"1999-07-27T02:29:59.999",7,27,3,2,"prázdniny",9.1]
[4972,null,null,"1999-07-27T03:29:59.999",7,27,4,2,"prázdniny",8.5]
[4973,null,null,"1999-07-27T04:29:59.999",7,27,5,2,"prázdniny",8.9]
[4974,null,null,"1999-07-27T05:29:59.999",7,27,6,2,"prázdniny",9.8000000000000007]
[4975,null,null,"1999-07-27T06:29:59.999",7,27,7,2,"prázdniny",10.1]
[4976,null,null,"1999-07-27T07:29:59.999",7,27,8,2,"prázdniny",11.3]
[4977,null,null,"1999-07-27T08:29:59.999",7,27,9,2,"prázdniny",13.7]
[4978,null,null,"1999-07-27T09:29:59.999",7,27,10,2,"prázdniny",15.1]
[4979,null,null,"1999-07-27T10:29:59.999",7,27,11,2,"prázdniny",15.6]
[4980,null,null,"1999-07-27T11:29:59.999",7,27,12,2,"prázdniny",16.3]
[4981,null,null,"1999-07-27T12:29:59.999",7,27,13,2,"prázdniny",16.8]
[4982,null,null,"1999-07-27T13:29:59.999",7,27,14,2,"prázdniny",14.2]
[4983,null,null,"1999-07-27T14:29:59.999",7,27,15,2,"prázdniny",13]
[4984,null,null,"1999-07-27T15:29:59.999",7,27,16,2,"prázdniny",12.9]
[4985,null,null,"1999-07-27T16:29:59.999",7,27,17,2,"prázdniny",12.8]
[4986,null,null,"1999-07-27T17:29:59.999",7,27,18,2,"prázdniny",12.6]
[4987,null,null,"1999-07-27T18:29:59.999",7,27,19,2,"prázdniny",12.9]
[4988,null,null,"1999-07-27T19:29:59.999",7,27,20,2,"prázdniny",13.2]
[4989,null,null,"1999-07-27T20:29:59.999",7,27,21,2,"prázdniny",13.6]
[4990,null,null,"1999-07-27T21:29:59.999",7,27,22,2,"prázdniny",13]
[4991,null,null,"1999-07-27T22:29:59.999",7,27,23,2,"prázdniny",13.1]
[4992,null,null,"1999-07-27T23:29:59.999",7,27,24,2,"prázdniny",13.1]
[4993,null,null,"1999-07-28T00:29:59.999",7,28,1,3,"prázdniny",13.2]
[4994,null,null,"1999-07-28T01:29:59.999",7,28,2,{"$f":"WEEKDAY(D5002-1)","v":3},{"$f":"IF(OR(E5002=7,E5002=8),\"prázdniny\",(IF(H5002=6,\"víkend\",IF(H5002=7,\"víkend\",IF(AND(E5002=1,F5002=1),\"prázdniny\",\"všední\")))))","v":"prázdniny"},12.7]
[4995,null,null,{"$f":"D5002+1/24","v":"1999-07-28T02:29:59.999"},7,28,3,3,"prázdniny",12.2]
[4996,null,null,"1999-07-28T03:29:59.999",7,28,4,3,"prázdniny",11.8]
[4997,null,null,"1999-07-28T04:29:59.999",7,28,5,3,"prázdniny",12.3]
[4998,null,null,"1999-07-28T05:29:59.999",7,28,6,3,"prázdniny",12]
[4999,null,null,"1999-07-28T06:29:59.999",7,28,7,3,"prázdniny",11.3]
[5000,null,null,"1999-07-28T07:29:59.999",7,28,8,3,"prázdniny",12.4]
[5001,null,null,"1999-07-28T08:29:59.999",7,28,9,3,"prázdniny",12.9]
[5002,null,null,"1999-07-28T09:29:59.999",7,28,10,3,"prázdniny",13.6]
[5003,null,null,"1999-07-28T10:29:59.999",7,28,11,3,"prázdniny",13.6]
[5004,null,null,"1999-07-28T11:29:59.999",7,28,12,3,"prázdniny",14.6]
[5005,null,null,"1999-07-28T12:29:59.999",7,28,13,3,"prázdniny",14.6]
[5006,null,null,"1999-07-28T13:29:59.999",7,28,14,3,"prázdniny",15.2]
[5007,null,null,"1999-07-28T14:29:59.999",7,28,15,3,"prázdniny",15.2]
[5008,null,null,"1999-07-28T15:29:59.999",7,28,16,3,"prázdniny",14.8]
[5009,null,null,"1999-07-28T16:29:59.999",7,28,17,3,"prázdniny",15]
[5010,null,null,"1999-07-28T17:29:59.999",7,28,18,3,"prázdniny",14]
[5011,null,null,"1999-07-28T18:29:59.999",7,28,19,3,"prázdniny",13.6]
[5012,null,null,"1999-07-28T19:29:59.999",7,28,20,3,"prázdniny",13.3]
[5013,null,null,"1999-07-28T20:29:59.999",7,28,21,3,"prázdniny",12.9]
[5014,null,null,"1999-07-28T21:29:59.999",7,28,22,3,"prázdniny",12.6]
[5015,null,null,"1999-07-28T22:29:59.999",7,28,23,3,"prázdniny",12.2]
[5016,null,null,"1999-07-28T23:29:59.999",7,28,24,3,"prázdniny",11.8]
[5017,null,null,"1999-07-29T00:29:59.999",7,29,1,4,"prázdniny",11.4]
[5018,null,null,"1999-07-29T01:29:59.999",7,29,{"$f":"G5002","v":2},4,"prázdniny",11.4]
[5019,null,null,"1999-07-29T02:29:59.999",7,29,3,4,"prázdniny",11.4]
[5020,null,null,"1999-07-29T03:29:59.999",7,29,4,4,"prázdniny",11.6]
[5021,null,null,"1999-07-29T04:29:59.999",7,29,5,4,"prázdniny",11.6]
[5022,null,null,"1999-07-29T05:29:59.999",7,29,6,4,"prázdniny",11.7]
[5023,null,null,"1999-07-29T06:29:59.999",7,29,7,4,"prázdniny",11.4]
[5024,null,null,"1999-07-29T07:29:59.999",7,29,8,4,"prázdniny",12.4]
[5025,null,null,"1999-07-29T08:29:59.999",7,29,9,4,"prázdniny",13.4]
[5026,null,null,"1999-07-29T09:29:59.999",7,29,10,4,"prázdniny",13.6]
[5027,null,null,"1999-07-29T10:29:59.999",7,29,11,4,"prázdniny",14.4]
[5028,null,null,"1999-07-29T11:29:59.999",7,29,12,4,"prázdniny",14.8]
[5029,null,null,"1999-07-29T12:29:59.999",7,29,13,4,"prázdniny",17]
[5030,null,null,"1999-07-29T13:29:59.999",7,29,14,4,"prázdniny",17.399999999999999]
[5031,null,null,"1999-07-29T14:29:59.999",7,29,15,4,"prázdniny",18]
[5032,null,null,"1999-07-29T15:29:59.999",7,29,16,4,"prázdniny",18.600000000000001]
[5033,null,null,"1999-07-29T16:29:59.999",7,29,17,4,"prázdniny",18]
[5034,null,null,"1999-07-29T17:29:59.999",7,29,18,4,"prázdniny",17.399999999999999]
[5035,null,null,"1999-07-29T18:29:59.999",7,29,19,4,"prázdniny",17.399999999999999]
[5036,null,null,"1999-07-29T19:29:59.999",7,29,20,4,"prázdniny",15.6]
[5037,null,null,"1999-07-29T20:29:59.999",7,29,21,4,"prázdniny",15.4]
[5038,null,null,"1999-07-29T21:29:59.999",7,29,22,4,"prázdniny",15.5]
[5039,null,null,"1999-07-29T22:29:59.999",7,29,23,4,"prázdniny",15.1]
[5040,null,null,"1999-07-29T23:29:59.999",7,29,24,4,"prázdniny",14.6]
[5041,null,null,"1999-07-30T00:29:59.999",7,30,1,5,"prázdniny",14.2]
[5042,null,null,"1999-07-30T01:29:59.999",7,30,2,5,"prázdniny",14.2]
[5043,null,null,"1999-07-30T02:29:59.999",7,30,3,5,"prázdniny",14.1]
[5044,null,null,"1999-07-30T03:29:59.999",7,30,4,5,"prázdniny",13.4]
[5045,null,null,"1999-07-30T04:29:59.999",7,30,5,5,"prázdniny",12.6]
[5046,null,null,"1999-07-30T05:29:59.999",7,30,6,5,"prázdniny",13.4]
[5047,null,null,"1999-07-30T06:29:59.999",7,30,7,5,"prázdniny",14.2]
[5048,null,null,"1999-07-30T07:29:59.999",7,30,8,5,"prázdniny",16.3]
[5049,null,null,"1999-07-30T08:29:59.999",7,30,9,5,"prázdniny",18.899999999999999]
[5050,null,null,"1999-07-30T09:29:59.999",7,30,10,5,"prázdniny",21.6]
[5051,null,null,"1999-07-30T10:29:59.999",7,30,11,5,"prázdniny",22.8]
[5052,null,null,"1999-07-30T11:29:59.999",7,30,12,5,"prázdniny",23.4]
[5053,null,null,"1999-07-30T12:29:59.999",7,30,13,5,"prázdniny",24.8]
[5054,null,null,"1999-07-30T13:29:59.999",7,30,14,5,"prázdniny",25.7]
[5055,null,null,"1999-07-30T14:29:59.999",7,30,15,5,"prázdniny",24.7]
[5056,null,null,"1999-07-30T15:29:59.999",7,30,16,5,"prázdniny",18.399999999999999]
[5057,null,null,"1999-07-30T16:29:59.999",7,30,17,5,"prázdniny",17.399999999999999]
[5058,null,null,"1999-07-30T17:29:59.999",7,30,18,{"$f":"WEEKDAY(D5066-1)","v":5},{"$f":"IF(OR(E5066=7,E5066=8),\"prázdniny\",(IF(H5066=6,\"víkend\",IF(H5066=7,\"víkend\",IF(AND(E5066=1,F5066=1),\"prázdniny\",\"všední\")))))","v":"prázdniny"},18.3]
[5059,null,null,{"$f":"D5066+1/24","v":"1999-07-30T18:29:59.999"},7,30,19,5,"prázdniny",17.7]
[5060,null,null,"1999-07-30T19:29:59.999",7,30,20,5,"prázdniny",17.399999999999999]
[5061,null,null,"1999-07-30T20:29:59.999",7,30,21,5,"prázdniny",16.3]
[5062,null,null,"1999-07-30T21:29:59.999",7,30,22,5,"prázdniny",16.2]
[5063,null,null,"1999-07-30T22:29:59.999",7,30,23,5,"prázdniny",16]
[5064,null,null,"1999-07-30T23:29:59.999",7,30,24,5,"prázdniny",15.8]
[5065,null,null,"1999-07-31T00:29:59.999",7,30,1,6,"prázdniny",15.6]
[5066,null,null,"1999-07-31T01:29:59.999",7,30,2,6,"prázdniny",15.3]
[5067,null,null,"1999-07-31T02:29:59.999",7,30,3,6,"prázdniny",15]
[5068,null,null,"1999-07-31T03:29:59.999",7,30,4,6,"prázdniny",14.7]
[5069,null,null,"1999-07-31T04:29:59.999",7,30,5,6,"prázdniny",14.2]
[5070,null,null,"1999-07-31T05:29:59.999",7,30,6,6,"prázdniny",13.8]
[5071,null,null,"1999-07-31T06:29:59.999",7,30,7,6,"prázdniny",13.1]
[5072,null,null,"1999-07-31T07:29:59.999",7,30,8,6,"prázdniny",12.2]
[5073,null,null,"1999-07-31T08:29:59.999",7,30,9,6,"prázdniny",14.5]
[5074,null,null,"1999-07-31T09:29:59.999",7,30,10,6,"prázdniny",14.5]
[5075,null,null,"1999-07-31T10:29:59.999",7,30,11,6,"prázdniny",14.6]
[5076,null,null,"1999-07-31T11:29:59.999",7,30,12,6,"prázdniny",16.100000000000001]
[5077,null,null,"1999-07-31T12:29:59.999",7,30,13,6,"prázdniny",17]
[5078,null,null,"1999-07-31T13:29:59.999",7,30,14,6,"prázdniny",17.5]
[5079,null,null,"1999-07-31T14:29:59.999",7,30,15,6,"prázdniny",17.899999999999999]
[5080,null,null,"1999-07-31T15:29:59.999",7,30,16,6,"prázdniny",17.8]
[5081,null,null,"1999-07-31T16:29:59.999",7,30,17,6,"prázdniny",17.5]
[5082,null,null,"1999-07-31T17:29:59.999",7,30,{"$f":"G5066","v":18},6,"prázdniny",17.8]
[5083,null,null,"1999-07-31T18:29:59.999",7,30,19,6,"prázdniny",17]
[5084,null,null,"1999-07-31T19:29:59.999",7,30,20,6,"prázdniny",15.3]
[5085,null,null,"1999-07-31T20:29:59.999",7,30,21,6,"prázdniny",15]
[5086,null,null,"1999-07-31T21:29:59.999",7,30,22,6,"prázdniny",15]
[5087,null,null,"1999-07-31T22:29:59.999",7,30,23,6,"prázdniny",15.1]
[5088,null,null,"1999-07-31T23:29:59.999",7,30,24,6,"prázdniny",15.1]
[5089,null,null,"1999-08-01T00:29:59.999",8,1,1,7,"prázdniny",14]
[5090,null,null,"1999-08-01T01:29:59.999",8,1,2,7,"prázdniny",13.5]
[5091,null,null,"1999-08-01T02:29:59.999",8,1,3,7,"prázdniny",12.9]
[5092,null,null,"1999-08-01T03:29:59.999",8,1,4,7,"prázdniny",12.2]
[5093,null,null,"1999-08-01T04:29:59.999",8,1,5,7,"prázdniny",11.8]
[5094,null,null,"1999-08-01T05:29:59.999",8,1,6,7,"prázdniny",13]
[5095,null,null,"1999-08-01T06:29:59.999",8,1,7,7,"prázdniny",14]
[5096,null,null,"1999-08-01T07:29:59.999",8,1,8,7,"prázdniny",17.600000000000001]
[5097,null,null,"1999-08-01T08:29:59.999",8,1,9,7,"prázdniny",21.1]
[5098,null,null,"1999-08-01T09:29:59.999",8,1,10,7,"prázdniny",23.3]
[5099,null,null,"1999-08-01T10:29:59.999",8,1,11,7,"prázdniny",26]
[5100,null,null,"1999-08-01T11:29:59.999",8,1,12,7,"prázdniny",27]
[5101,null,null,"1999-08-01T12:29:59.999",8,1,13,7,"prázdniny",27.7]
[5102,null,null,"1999-08-01T13:29:59.999",8,1,14,7,"prázdniny",28.8]
[5103,null,null,"1999-08-01T14:29:59.999",8,1,15,7,"prázdniny",28.8]
[5104,null,null,"1999-08-01T15:29:59.999",8,1,16,7,"prázdniny",28.8]
[5105,null,null,"1999-08-01T16:29:59.999",8,1,17,7,"prázdniny",28.7]
[5106,null,null,"1999-08-01T17:29:59.999",8,1,18,7,"prázdniny",28.3]
[5107,null,null,"1999-08-01T18:29:59.999",8,1,19,7,"prázdniny",26.6]
[5108,null,null,"1999-08-01T19:29:59.999",8,1,20,7,"prázdniny",24.4]
[5109,null,null,"1999-08-01T20:29:59.999",8,1,21,7,"prázdniny",21.6]
[5110,null,null,"1999-08-01T21:29:59.999",8,1,22,7,"prázdniny",19.600000000000001]
[5111,null,null,"1999-08-01T22:29:59.999",8,1,23,7,"prázdniny",18.899999999999999]
[5112,null,null,"1999-08-01T23:29:59.999",8,1,24,7,"prázdniny",18.2]
[5113,null,null,"1999-08-02T00:29:59.999",8,2,1,1,"prázdniny",17.5]
[5114,null,null,"1999-08-02T01:29:59.999",8,2,2,1,"prázdniny",17.2]
[5115,null,null,"1999-08-02T02:29:59.999",8,2,3,1,"prázdniny",16.899999999999999]
[5116,null,null,"1999-08-02T03:29:59.999",8,2,4,1,"prázdniny",17.5]
[5117,null,null,"1999-08-02T04:29:59.999",8,2,5,1,"prázdniny",17.5]
[5118,null,null,"1999-08-02T05:29:59.999",8,2,6,1,"prázdniny",18.600000000000001]
[5119,null,null,"1999-08-02T06:29:59.999",8,2,7,1,"prázdniny",19.899999999999999]
[5120,null,null,"1999-08-02T07:29:59.999",8,2,8,1,"prázdniny",21.3]
[5121,null,null,"1999-08-02T08:29:59.999",8,2,9,1,"prázdniny",22.2]
[5122,null,null,"1999-08-02T09:29:59.999",8,2,10,{"$f":"WEEKDAY(D5130-1)","v":1},{"$f":"IF(OR(E5130=7,E5130=8),\"prázdniny\",(IF(H5130=6,\"víkend\",IF(H5130=7,\"víkend\",IF(AND(E5130=1,F5130=1),\"prázdniny\",\"všední\")))))","v":"prázdniny"},24.7]
[5123,null,null,{"$f":"D5130+1/24","v":"1999-08-02T10:29:59.999"},8,2,11,1,"prázdniny",25.6]
[5124,null,null,"1999-08-02T11:29:59.999",8,2,12,1,"prázdniny",26.6]
[5125,null,null,"1999-08-02T12:29:59.999",8,2,13,1,"prázdniny",27.4]
[5126,null,null,"1999-08-02T13:29:59.999",8,2,14,1,"prázdniny",28.7]
[5127,null,null,"1999-08-02T14:29:59.999",8,2,15,1,"prázdniny",26.8]
[5128,null,null,"1999-08-02T15:29:59.999",8,2,16,1,"prázdniny",22.6]
[5129,null,null,"1999-08-02T16:29:59.999",8,2,17,1,"prázdniny",23.7]
[5130,null,null,"1999-08-02T17:29:59.999",8,2,18,1,"prázdniny",23.5]
[5131,null,null,"1999-08-02T18:29:59.999",8,2,19,1,"prázdniny",22]
[5132,null,null,"1999-08-02T19:29:59.999",8,2,20,1,"prázdniny",20.8]
[5133,null,null,"1999-08-02T20:29:59.999",8,2,21,1,"prázdniny",19.2]
[5134,null,null,"1999-08-02T21:29:59.999",8,2,22,1,"prázdniny",18]
[5135,null,null,"1999-08-02T22:29:59.999",8,2,23,1,"prázdniny",17.3]
[5136,null,null,"1999-08-02T23:29:59.999",8,2,24,1,"prázdniny",16.7]
[5137,null,null,"1999-08-03T00:29:59.999",8,3,1,2,"prázdniny",16]
[5138,null,null,"1999-08-03T01:29:59.999",8,3,2,2,"prázdniny",15.4]
[5139,null,null,"1999-08-03T02:29:59.999",8,3,3,2,"prázdniny",14.8]
[5140,null,null,"1999-08-03T03:29:59.999",8,3,4,2,"prázdniny",14.8]
[5141,null,null,"1999-08-03T04:29:59.999",8,3,5,2,"prázdniny",14.8]
[5142,null,null,"1999-08-03T05:29:59.999",8,3,6,2,"prázdniny",14.9]
[5143,null,null,"1999-08-03T06:29:59.999",8,3,7,2,"prázdniny",14.6]
[5144,null,null,"1999-08-03T07:29:59.999",8,3,8,2,"prázdniny",14.7]
[5145,null,null,"1999-08-03T08:29:59.999",8,3,9,2,"prázdniny",15.5]
[5146,null,null,"1999-08-03T09:29:59.999",8,3,{"$f":"G5130","v":10},2,"prázdniny",15.8]
[5147,null,null,"1999-08-03T10:29:59.999",8,3,11,2,"prázdniny",17.600000000000001]
[5148,null,null,"1999-08-03T11:29:59.999",8,3,12,2,"prázdniny",17.7]
[5149,null,null,"1999-08-03T12:29:59.999",8,3,13,2,"prázdniny",16.3]
[5150,null,null,"1999-08-03T13:29:59.999",8,3,14,2,"prázdniny",15.3]
[5151,null,null,"1999-08-03T14:29:59.999",8,3,15,2,"prázdniny",12.9]
[5152,null,null,"1999-08-03T15:29:59.999",8,3,16,2,"prázdniny",11.8]
[5153,null,null,"1999-08-03T16:29:59.999",8,3,17,2,"prázdniny",12.4]
[5154,null,null,"1999-08-03T17:29:59.999",8,3,18,2,"prázdniny",12.5]
[5155,null,null,"1999-08-03T18:29:59.999",8,3,19,2,"prázdniny",12.2]
[5156,null,null,"1999-08-03T19:29:59.999",8,3,20,2,"prázdniny",11.9]
[5157,null,null,"1999-08-03T20:29:59.999",8,3,21,2,"prázdniny",11.2]
[5158,null,null,"1999-08-03T21:29:59.999",8,3,22,2,"prázdniny",10.199999999999999]
[5159,null,null,"1999-08-03T22:29:59.999",8,3,23,2,"prázdniny",9.6999999999999993]
[5160,null,null,"1999-08-03T23:29:59.999",8,3,24,2,"prázdniny",9.3000000000000007]
[5161,null,null,"1999-08-04T00:29:59.999",8,4,1,3,"prázdniny",8.8000000000000007]
[5162,null,null,"1999-08-04T01:29:59.999",8,4,2,3,"prázdniny",8.1999999999999993]
[5163,null,null,"1999-08-04T02:29:59.999",8,4,3,3,"prázdniny",7.6]
[5164,null,null,"1999-08-04T03:29:59.999",8,4,4,3,"prázdniny",7]
[5165,null,null,"1999-08-04T04:29:59.999",8,4,5,3,"prázdniny",7.2]
[5166,null,null,"1999-08-04T05:29:59.999",8,4,6,3,"prázdniny",7.6]
[5167,null,null,"1999-08-04T06:29:59.999",8,4,7,3,"prázdniny",8.1]
[5168,null,null,"1999-08-04T07:29:59.999",8,4,8,3,"prázdniny",11.5]
[5169,null,null,"1999-08-04T08:29:59.999",8,4,9,3,"prázdniny",14.5]
[5170,null,null,"1999-08-04T09:29:59.999",8,4,10,3,"prázdniny",16.2]
[5171,null,null,"1999-08-04T10:29:59.999",8,4,11,3,"prázdniny",16.100000000000001]
[5172,null,null,"1999-08-04T11:29:59.999",8,4,12,3,"prázdniny",18.3]
[5173,null,null,"1999-08-04T12:29:59.999",8,4,13,3,"prázdniny",18.899999999999999]
[5174,null,null,"1999-08-04T13:29:59.999",8,4,14,3,"prázdniny",19]
[5175,null,null,"1999-08-04T14:29:59.999",8,4,15,3,"prázdniny",18.3]
[5176,null,null,"1999-08-04T15:29:59.999",8,4,16,3,"prázdniny",18.2]
[5177,null,null,"1999-08-04T16:29:59.999",8,4,17,3,"prázdniny",18.3]
[5178,null,null,"1999-08-04T17:29:59.999",8,4,18,3,"prázdniny",18.2]
[5179,null,null,"1999-08-04T18:29:59.999",8,4,19,3,"prázdniny",17.2]
[5180,null,null,"1999-08-04T19:29:59.999",8,4,20,3,"prázdniny",14.4]
[5181,null,null,"1999-08-04T20:29:59.999",8,4,21,3,"prázdniny",13]
[5182,null,null,"1999-08-04T21:29:59.999",8,4,22,3,"prázdniny",11.7]
[5183,null,null,"1999-08-04T22:29:59.999",8,4,23,3,"prázdniny",11.3]
[5184,null,null,"1999-08-04T23:29:59.999",8,4,24,3,"prázdniny",10.8]
[5185,null,null,"1999-08-05T00:29:59.999",8,5,1,4,"prázdniny",10.4]
[5186,null,null,"1999-08-05T01:29:59.999",8,5,2,{"$f":"WEEKDAY(D5194-1)","v":4},{"$f":"IF(OR(E5194=7,E5194=8),\"prázdniny\",(IF(H5194=6,\"víkend\",IF(H5194=7,\"víkend\",IF(AND(E5194=1,F5194=1),\"prázdniny\",\"všední\")))))","v":"prázdniny"},11]
[5187,null,null,{"$f":"D5194+1/24","v":"1999-08-05T02:29:59.999"},8,5,3,4,"prázdniny",11.5]
[5188,null,null,"1999-08-05T03:29:59.999",8,5,4,4,"prázdniny",11.7]
[5189,null,null,"1999-08-05T04:29:59.999",8,5,5,4,"prázdniny",12.4]
[5190,null,null,"1999-08-05T05:29:59.999",8,5,6,4,"prázdniny",12.6]
[5191,null,null,"1999-08-05T06:29:59.999",8,5,7,4,"prázdniny",13.2]
[5192,null,null,"1999-08-05T07:29:59.999",8,5,8,4,"prázdniny",15.2]
[5193,null,null,"1999-08-05T08:29:59.999",8,5,9,4,"prázdniny",17.399999999999999]
[5194,null,null,"1999-08-05T09:29:59.999",8,5,10,4,"prázdniny",18.899999999999999]
[5195,null,null,"1999-08-05T10:29:59.999",8,5,11,4,"prázdniny",19.399999999999999]
[5196,null,null,"1999-08-05T11:29:59.999",8,5,12,4,"prázdniny",19.8]
[5197,null,null,"1999-08-05T12:29:59.999",8,5,13,4,"prázdniny",19.399999999999999]
[5198,null,null,"1999-08-05T13:29:59.999",8,5,14,4,"prázdniny",21.4]
[5199,null,null,"1999-08-05T14:29:59.999",8,5,15,4,"prázdniny",20.2]
[5200,null,null,"1999-08-05T15:29:59.999",8,5,16,4,"prázdniny",21.2]
[5201,null,null,"1999-08-05T16:29:59.999",8,5,17,4,"prázdniny",20.7]
[5202,null,null,"1999-08-05T17:29:59.999",8,5,18,4,"prázdniny",20.6]
[5203,null,null,"1999-08-05T18:29:59.999",8,5,19,4,"prázdniny",19.399999999999999]
[5204,null,null,"1999-08-05T19:29:59.999",8,5,20,4,"prázdniny",18]
[5205,null,null,"1999-08-05T20:29:59.999",8,5,21,4,"prázdniny",17.2]
[5206,null,null,"1999-08-05T21:29:59.999",8,5,22,4,"prázdniny",16.5]
[5207,null,null,"1999-08-05T22:29:59.999",8,5,23,4,"prázdniny",15.5]
[5208,null,null,"1999-08-05T23:29:59.999",8,5,24,4,"prázdniny",14.4]
[5209,null,null,"1999-08-06T00:29:59.999",8,6,1,5,"prázdniny",13.4]
[5210,null,null,"1999-08-06T01:29:59.999",8,6,{"$f":"G5194","v":2},5,"prázdniny",12.2]
[5211,null,null,"1999-08-06T02:29:59.999",8,6,3,5,"prázdniny",11]
[5212,null,null,"1999-08-06T03:29:59.999",8,6,4,5,"prázdniny",10.9]
[5213,null,null,"1999-08-06T04:29:59.999",8,6,5,5,"prázdniny",11]
[5214,null,null,"1999-08-06T05:29:59.999",8,6,6,5,"prázdniny",11.2]
[5215,null,null,"1999-08-06T06:29:59.999",8,6,7,5,"prázdniny",12.3]
[5216,null,null,"1999-08-06T07:29:59.999",8,6,8,5,"prázdniny",14.4]
[5217,null,null,"1999-08-06T08:29:59.999",8,6,9,5,"prázdniny",16.399999999999999]
[5218,null,null,"1999-08-06T09:29:59.999",8,6,10,5,"prázdniny",18]
[5219,null,null,"1999-08-06T10:29:59.999",8,6,11,5,"prázdniny",20.5]
[5220,null,null,"1999-08-06T11:29:59.999",8,6,12,5,"prázdniny",20.100000000000001]
[5221,null,null,"1999-08-06T12:29:59.999",8,6,13,5,"prázdniny",20.100000000000001]
[5222,null,null,"1999-08-06T13:29:59.999",8,6,14,5,"prázdniny",20.100000000000001]
[5223,null,null,"1999-08-06T14:29:59.999",8,6,15,5,"prázdniny",21.3]
[5224,null,null,"1999-08-06T15:29:59.999",8,6,16,5,"prázdniny",21.1]
[5225,null,null,"1999-08-06T16:29:59.999",8,6,17,5,"prázdniny",21.1]
[5226,null,null,"1999-08-06T17:29:59.999",8,6,18,5,"prázdniny",20.3]
[5227,null,null,"1999-08-06T18:29:59.999",8,6,19,5,"prázdniny",19.7]
[5228,null,null,"1999-08-06T19:29:59.999",8,6,20,5,"prázdniny",18.7]
[5229,null,null,"1999-08-06T20:29:59.999",8,6,21,5,"prázdniny",18.8]
[5230,null,null,"1999-08-06T21:29:59.999",8,6,22,5,"prázdniny",17.7]
[5231,null,null,"1999-08-06T22:29:59.999",8,6,23,5,"prázdniny",16.5]
[5232,null,null,"1999-08-06T23:29:59.999",8,6,24,5,"prázdniny",15.4]
[5233,null,null,"1999-08-07T00:29:59.999",8,7,1,6,"prázdniny",14.2]
[5234,null,null,"1999-08-07T01:29:59.999",8,7,2,6,"prázdniny",13.8]
[5235,null,null,"1999-08-07T02:29:59.999",8,7,3,6,"prázdniny",13.3]
[5236,null,null,"1999-08-07T03:29:59.999",8,7,4,6,"prázdniny",13.2]
[5237,null,null,"1999-08-07T04:29:59.999",8,7,5,6,"prázdniny",12]
[5238,null,null,"1999-08-07T05:29:59.999",8,7,6,6,"prázdniny",12.2]
[5239,null,null,"1999-08-07T06:29:59.999",8,7,7,6,"prázdniny",13.7]
[5240,null,null,"1999-08-07T07:29:59.999",8,7,8,6,"prázdniny",16.3]
[5241,null,null,"1999-08-07T08:29:59.999",8,7,9,6,"prázdniny",19.399999999999999]
[5242,null,null,"1999-08-07T09:29:59.999",8,7,10,6,"prázdniny",21.6]
[5243,null,null,"1999-08-07T10:29:59.999",8,7,11,6,"prázdniny",22.2]
[5244,null,null,"1999-08-07T11:29:59.999",8,7,12,6,"prázdniny",23.4]
[5245,null,null,"1999-08-07T12:29:59.999",8,7,13,6,"prázdniny",23.5]
[5246,null,null,"1999-08-07T13:29:59.999",8,7,14,6,"prázdniny",24.9]
[5247,null,null,"1999-08-07T14:29:59.999",8,7,15,6,"prázdniny",25.5]
[5248,null,null,"1999-08-07T15:29:59.999",8,7,16,6,"prázdniny",26.4]
[5249,null,null,"1999-08-07T16:29:59.999",8,7,17,6,"prázdniny",25]
[5250,null,null,"1999-08-07T17:29:59.999",8,7,18,{"$f":"WEEKDAY(D5258-1)","v":6},{"$f":"IF(OR(E5258=7,E5258=8),\"prázdniny\",(IF(H5258=6,\"víkend\",IF(H5258=7,\"víkend\",IF(AND(E5258=1,F5258=1),\"prázdniny\",\"všední\")))))","v":"prázdniny"},25.6]
[5251,null,null,{"$f":"D5258+1/24","v":"1999-08-07T18:29:59.999"},8,7,19,6,"prázdniny",23.6]
[5252,null,null,"1999-08-07T19:29:59.999",8,7,20,6,"prázdniny",21]
[5253,null,null,"1999-08-07T20:29:59.999",8,7,21,6,"prázdniny",20.100000000000001]
[5254,null,null,"1999-08-07T21:29:59.999",8,7,22,6,"prázdniny",19]
[5255,null,null,"1999-08-07T22:29:59.999",8,7,23,6,"prázdniny",17.7]
[5256,null,null,"1999-08-07T23:29:59.999",8,7,24,6,"prázdniny",16.5]
[5257,null,null,"1999-08-08T00:29:59.999",8,8,1,7,"prázdniny",15.2]
[5258,null,null,"1999-08-08T01:29:59.999",8,8,2,7,"prázdniny",14.7]
[5259,null,null,"1999-08-08T02:29:59.999",8,8,3,7,"prázdniny",14.2]
[5260,null,null,"1999-08-08T03:29:59.999",8,8,4,7,"prázdniny",14.2]
[5261,null,null,"1999-08-08T04:29:59.999",8,8,5,7,"prázdniny",13.8]
[5262,null,null,"1999-08-08T05:29:59.999",8,8,6,7,"prázdniny",14]
[5263,null,null,"1999-08-08T06:29:59.999",8,8,7,7,"prázdniny",15.7]
[5264,null,null,"1999-08-08T07:29:59.999",8,8,8,7,"prázdniny",17.399999999999999]
[5265,null,null,"1999-08-08T08:29:59.999",8,8,9,7,"prázdniny",20.5]
[5266,null,null,"1999-08-08T09:29:59.999",8,8,10,7,"prázdniny",23.7]
[5267,null,null,"1999-08-08T10:29:59.999",8,8,11,7,"prázdniny",24.6]
[5268,null,null,"1999-08-08T11:29:59.999",8,8,12,7,"prázdniny",25.5]
[5269,null,null,"1999-08-08T12:29:59.999",8,8,13,7,"prázdniny",25.5]
[5270,null,null,"1999-08-08T13:29:59.999",8,8,14,7,"prázdniny",26.2]
[5271,null,null,"1999-08-08T14:29:59.999",8,8,15,7,"prázdniny",27]
[5272,null,null,"1999-08-08T15:29:59.999",8,8,16,7,"prázdniny",26.8]
[5273,null,null,"1999-08-08T16:29:59.999",8,8,17,7,"prázdniny",26.2]
[5274,null,null,"1999-08-08T17:29:59.999",8,8,{"$f":"G5258","v":18},7,"prázdniny",25.3]
[5275,null,null,"1999-08-08T18:29:59.999",8,8,19,7,"prázdniny",24]
[5276,null,null,"1999-08-08T19:29:59.999",8,8,20,7,"prázdniny",22.4]
[5277,null,null,"1999-08-08T20:29:59.999",8,8,21,7,"prázdniny",21.2]
[5278,null,null,"1999-08-08T21:29:59.999",8,8,22,7,"prázdniny",19.399999999999999]
[5279,null,null,"1999-08-08T22:29:59.999",8,8,23,7,"prázdniny",18.600000000000001]
[5280,null,null,"1999-08-08T23:29:59.999",8,8,24,7,"prázdniny",17.8]
[5281,null,null,"1999-08-09T00:29:59.999",8,9,1,1,"prázdniny",17]
[5282,null,null,"1999-08-09T01:29:59.999",8,9,2,1,"prázdniny",16.2]
[5283,null,null,"1999-08-09T02:29:59.999",8,9,3,1,"prázdniny",15.3]
[5284,null,null,"1999-08-09T03:29:59.999",8,9,4,1,"prázdniny",15.4]
[5285,null,null,"1999-08-09T04:29:59.999",8,9,5,1,"prázdniny",15.6]
[5286,null,null,"1999-08-09T05:29:59.999",8,9,6,1,"prázdniny",15.6]
[5287,null,null,"1999-08-09T06:29:59.999",8,9,7,1,"prázdniny",16.399999999999999]
[5288,null,null,"1999-08-09T07:29:59.999",8,9,8,1,"prázdniny",19]
[5289,null,null,"1999-08-09T08:29:59.999",8,9,9,1,"prázdniny",20]
[5290,null,null,"1999-08-09T09:29:59.999",8,9,10,1,"prázdniny",23]
[5291,null,null,"1999-08-09T10:29:59.999",8,9,11,1,"prázdniny",22]
[5292,null,null,"1999-08-09T11:29:59.999",8,9,12,1,"prázdniny",23.9]
[5293,null,null,"1999-08-09T12:29:59.999",8,9,13,1,"prázdniny",25.2]
[5294,null,null,"1999-08-09T13:29:59.999",8,9,14,1,"prázdniny",26.4]
[5295,null,null,"1999-08-09T14:29:59.999",8,9,15,1,"prázdniny",26.5]
[5296,null,null,"1999-08-09T15:29:59.999",8,9,16,1,"prázdniny",27]
[5297,null,null,"1999-08-09T16:29:59.999",8,9,17,1,"prázdniny",26.4]
[5298,null,null,"1999-08-09T17:29:59.999",8,9,18,1,"prázdniny",24.9]
[5299,null,null,"1999-08-09T18:29:59.999",8,9,19,1,"prázdniny",24]
[5300,null,null,"1999-08-09T19:29:59.999",8,9,20,1,"prázdniny",21.7]
[5301,null,null,"1999-08-09T20:29:59.999",8,9,21,1,"prázdniny",20.6]
[5302,null,null,"1999-08-09T21:29:59.999",8,9,22,1,"prázdniny",19]
[5303,null,null,"1999-08-09T22:29:59.999",8,9,23,1,"prázdniny",18.5]
[5304,null,null,"1999-08-09T23:29:59.999",8,9,24,1,"prázdniny",17.899999999999999]
[5305,null,null,"1999-08-10T00:29:59.999",8,10,1,2,"prázdniny",17.399999999999999]
[5306,null,null,"1999-08-10T01:29:59.999",8,10,2,2,"prázdniny",16.5]
[5307,null,null,"1999-08-10T02:29:59.999",8,10,3,2,"prázdniny",15.6]
[5308,null,null,"1999-08-10T03:29:59.999",8,10,4,2,"prázdniny",15.5]
[5309,null,null,"1999-08-10T04:29:59.999",8,10,5,2,"prázdniny",14.6]
[5310,null,null,"1999-08-10T05:29:59.999",8,10,6,2,"prázdniny",14.7]
[5311,null,null,"1999-08-10T06:29:59.999",8,10,7,2,"prázdniny",16.8]
[5312,null,null,"1999-08-10T07:29:59.999",8,10,8,2,"prázdniny",19.3]
[5313,null,null,"1999-08-10T08:29:59.999",8,10,9,2,"prázdniny",22]
[5314,null,null,"1999-08-10T09:29:59.999",8,10,10,{"$f":"WEEKDAY(D5322-1)","v":2},{"$f":"IF(OR(E5322=7,E5322=8),\"prázdniny\",(IF(H5322=6,\"víkend\",IF(H5322=7,\"víkend\",IF(AND(E5322=1,F5322=1),\"prázdniny\",\"všední\")))))","v":"prázdniny"},24.5]
[5315,null,null,{"$f":"D5322+1/24","v":"1999-08-10T10:29:59.999"},8,10,11,2,"prázdniny",26.3]
[5316,null,null,"1999-08-10T11:29:59.999",8,10,12,2,"prázdniny",27]
[5317,null,null,"1999-08-10T12:29:59.999",8,10,13,2,"prázdniny",27.8]
[5318,null,null,"1999-08-10T13:29:59.999",8,10,14,2,"prázdniny",28]
[5319,null,null,"1999-08-10T14:29:59.999",8,10,15,2,"prázdniny",28.4]
[5320,null,null,"1999-08-10T15:29:59.999",8,10,16,2,"prázdniny",28.7]
[5321,null,null,"1999-08-10T16:29:59.999",8,10,17,2,"prázdniny",28.2]
[5322,null,null,"1999-08-10T17:29:59.999",8,10,18,2,"prázdniny",27]
[5323,null,null,"1999-08-10T18:29:59.999",8,10,19,2,"prázdniny",25]
[5324,null,null,"1999-08-10T19:29:59.999",8,10,20,2,"prázdniny",23.4]
[5325,null,null,"1999-08-10T20:29:59.999",8,10,21,2,"prázdniny",22]
[5326,null,null,"1999-08-10T21:29:59.999",8,10,22,2,"prázdniny",21.1]
[5327,null,null,"1999-08-10T22:29:59.999",8,10,23,2,"prázdniny",20.100000000000001]
[5328,null,null,"1999-08-10T23:29:59.999",8,10,24,2,"prázdniny",19.2]
[5329,null,null,"1999-08-11T00:29:59.999",8,11,1,3,"prázdniny",18.2]
[5330,null,null,"1999-08-11T01:29:59.999",8,11,2,3,"prázdniny",17.7]
[5331,null,null,"1999-08-11T02:29:59.999",8,11,3,3,"prázdniny",17.100000000000001]
[5332,null,null,"1999-08-11T03:29:59.999",8,11,4,3,"prázdniny",16.3]
[5333,null,null,"1999-08-11T04:29:59.999",8,11,5,3,"prázdniny",16.2]
[5334,null,null,"1999-08-11T05:29:59.999",8,11,6,3,"prázdniny",17.8]
[5335,null,null,"1999-08-11T06:29:59.999",8,11,7,3,"prázdniny",17]
[5336,null,null,"1999-08-11T07:29:59.999",8,11,8,3,"prázdniny",19.8]
[5337,null,null,"1999-08-11T08:29:59.999",8,11,9,3,"prázdniny",23.8]
[5338,null,null,"1999-08-11T09:29:59.999",8,11,{"$f":"G5322","v":10},3,"prázdniny",25.3]
[5339,null,null,"1999-08-11T10:29:59.999",8,11,11,3,"prázdniny",26.1]
[5340,null,null,"1999-08-11T11:29:59.999",8,11,12,3,"prázdniny",28]
[5341,null,null,"1999-08-11T12:29:59.999",8,11,13,3,"prázdniny",28.1]
[5342,null,null,"1999-08-11T13:29:59.999",8,11,14,3,"prázdniny",29.1]
[5343,null,null,"1999-08-11T14:29:59.999",8,11,15,3,"prázdniny",22.4]
[5344,null,null,"1999-08-11T15:29:59.999",8,11,16,3,"prázdniny",22.9]
[5345,null,null,"1999-08-11T16:29:59.999",8,11,17,3,"prázdniny",23.8]
[5346,null,null,"1999-08-11T17:29:59.999",8,11,18,3,"prázdniny",23]
[5347,null,null,"1999-08-11T18:29:59.999",8,11,19,3,"prázdniny",21.8]
[5348,null,null,"1999-08-11T19:29:59.999",8,11,20,3,"prázdniny",20.7]
[5349,null,null,"1999-08-11T20:29:59.999",8,11,21,3,"prázdniny",20.6]
[5350,null,null,"1999-08-11T21:29:59.999",8,11,22,3,"prázdniny",20.2]
[5351,null,null,"1999-08-11T22:29:59.999",8,11,23,3,"prázdniny",20]
[5352,null,null,"1999-08-11T23:29:59.999",8,11,24,3,"prázdniny",19.8]
[5353,null,null,"1999-08-12T00:29:59.999",8,12,1,4,"prázdniny",19.600000000000001]
[5354,null,null,"1999-08-12T01:29:59.999",8,12,2,4,"prázdniny",18.2]
[5355,null,null,"1999-08-12T02:29:59.999",8,12,3,4,"prázdniny",16.8]
[5356,null,null,"1999-08-12T03:29:59.999",8,12,4,4,"prázdniny",16.600000000000001]
[5357,null,null,"1999-08-12T04:29:59.999",8,12,5,4,"prázdniny",15.7]
[5358,null,null,"1999-08-12T05:29:59.999",8,12,6,4,"prázdniny",17.399999999999999]
[5359,null,null,"1999-08-12T06:29:59.999",8,12,7,4,"prázdniny",18]
[5360,null,null,"1999-08-12T07:29:59.999",8,12,8,4,"prázdniny",20.5]
[5361,null,null,"1999-08-12T08:29:59.999",8,12,9,4,"prázdniny",23.2]
[5362,null,null,"1999-08-12T09:29:59.999",8,12,10,4,"prázdniny",25.6]
[5363,null,null,"1999-08-12T10:29:59.999",8,12,11,4,"prázdniny",26.8]
[5364,null,null,"1999-08-12T11:29:59.999",8,12,12,4,"prázdniny",28.4]
[5365,null,null,"1999-08-12T12:29:59.999",8,12,13,4,"prázdniny",29.6]
[5366,null,null,"1999-08-12T13:29:59.999",8,12,14,4,"prázdniny",30.2]
[5367,null,null,"1999-08-12T14:29:59.999",8,12,15,4,"prázdniny",28.9]
[5368,null,null,"1999-08-12T15:29:59.999",8,12,16,4,"prázdniny",25.5]
[5369,null,null,"1999-08-12T16:29:59.999",8,12,17,4,"prázdniny",19.8]
[5370,null,null,"1999-08-12T17:29:59.999",8,12,18,4,"prázdniny",20.6]
[5371,null,null,"1999-08-12T18:29:59.999",8,12,19,4,"prázdniny",19.600000000000001]
[5372,null,null,"1999-08-12T19:29:59.999",8,12,20,4,"prázdniny",19]
[5373,null,null,"1999-08-12T20:29:59.999",8,12,21,4,"prázdniny",18.5]
[5374,null,null,"1999-08-12T21:29:59.999",8,12,22,4,"prázdniny",17.8]
[5375,null,null,"1999-08-12T22:29:59.999",8,12,23,4,"prázdniny",18]
[5376,null,null,"1999-08-12T23:29:59.999",8,12,24,4,"prázdniny",18.3]
[5377,null,null,"1999-08-13T00:29:59.999",8,13,1,5,"prázdniny",18.5]
[5378,null,null,"1999-08-13T01:29:59.999",8,13,2,{"$f":"WEEKDAY(D5386-1)","v":5},{"$f":"IF(OR(E5386=7,E5386=8),\"prázdniny\",(IF(H5386=6,\"víkend\",IF(H5386=7,\"víkend\",IF(AND(E5386=1,F5386=1),\"prázdniny\",\"všední\")))))","v":"prázdniny"},18.2]
[5379,null,null,{"$f":"D5386+1/24","v":"1999-08-13T02:29:59.999"},8,13,3,5,"prázdniny",17.8]
[5380,null,null,"1999-08-13T03:29:59.999",8,13,4,5,"prázdniny",17.8]
[5381,null,null,"1999-08-13T04:29:59.999",8,13,5,5,"prázdniny",17.7]
[5382,null,null,"1999-08-13T05:29:59.999",8,13,6,5,"prázdniny",18.5]
[5383,null,null,"1999-08-13T06:29:59.999",8,13,7,5,"prázdniny",18.8]
[5384,null,null,"1999-08-13T07:29:59.999",8,13,8,5,"prázdniny",19.399999999999999]
[5385,null,null,"1999-08-13T08:29:59.999",8,13,9,5,"prázdniny",21.8]
[5386,null,null,"1999-08-13T09:29:59.999",8,13,10,5,"prázdniny",23.8]
[5387,null,null,"1999-08-13T10:29:59.999",8,13,11,5,"prázdniny",24.3]
[5388,null,null,"1999-08-13T11:29:59.999",8,13,12,5,"prázdniny",25.8]
[5389,null,null,"1999-08-13T12:29:59.999",8,13,13,5,"prázdniny",25.8]
[5390,null,null,"1999-08-13T13:29:59.999",8,13,14,5,"prázdniny",26.3]
[5391,null,null,"1999-08-13T14:29:59.999",8,13,15,5,"prázdniny",25.4]
[5392,null,null,"1999-08-13T15:29:59.999",8,13,16,5,"prázdniny",26]
[5393,null,null,"1999-08-13T16:29:59.999",8,13,17,5,"prázdniny",25.6]
[5394,null,null,"1999-08-13T17:29:59.999",8,13,18,5,"prázdniny",25.1]
[5395,null,null,"1999-08-13T18:29:59.999",8,13,19,5,"prázdniny",23.4]
[5396,null,null,"1999-08-13T19:29:59.999",8,13,20,5,"prázdniny",21.9]
[5397,null,null,"1999-08-13T20:29:59.999",8,13,21,5,"prázdniny",20]
[5398,null,null,"1999-08-13T21:29:59.999",8,13,22,5,"prázdniny",19.100000000000001]
[5399,null,null,"1999-08-13T22:29:59.999",8,13,23,5,"prázdniny",17.899999999999999]
[5400,null,null,"1999-08-13T23:29:59.999",8,13,24,5,"prázdniny",16.8]
[5401,null,null,"1999-08-14T00:29:59.999",8,14,1,6,"prázdniny",15.6]
[5402,null,null,"1999-08-14T01:29:59.999",8,14,{"$f":"G5386","v":2},6,"prázdniny",14.6]
[5403,null,null,"1999-08-14T02:29:59.999",8,14,3,6,"prázdniny",13.5]
[5404,null,null,"1999-08-14T03:29:59.999",8,14,4,6,"prázdniny",13]
[5405,null,null,"1999-08-14T04:29:59.999",8,14,5,6,"prázdniny",12.3]
[5406,null,null,"1999-08-14T05:29:59.999",8,14,6,6,"prázdniny",13.9]
[5407,null,null,"1999-08-14T06:29:59.999",8,14,7,6,"prázdniny",15.5]
[5408,null,null,"1999-08-14T07:29:59.999",8,14,8,6,"prázdniny",18.5]
[5409,null,null,"1999-08-14T08:29:59.999",8,14,9,6,"prázdniny",21.6]
[5410,null,null,"1999-08-14T09:29:59.999",8,14,10,6,"prázdniny",24]
[5411,null,null,"1999-08-14T10:29:59.999",8,14,11,6,"prázdniny",25.5]
[5412,null,null,"1999-08-14T11:29:59.999",8,14,12,6,"prázdniny",26.3]
[5413,null,null,"1999-08-14T12:29:59.999",8,14,13,6,"prázdniny",27.6]
[5414,null,null,"1999-08-14T13:29:59.999",8,14,14,6,"prázdniny",28.1]
[5415,null,null,"1999-08-14T14:29:59.999",8,14,15,6,"prázdniny",28.6]
[5416,null,null,"1999-08-14T15:29:59.999",8,14,16,6,"prázdniny",29]
[5417,null,null,"1999-08-14T16:29:59.999",8,14,17,6,"prázdniny",28.6]
[5418,null,null,"1999-08-14T17:29:59.999",8,14,18,6,"prázdniny",28]
[5419,null,null,"1999-08-14T18:29:59.999",8,14,19,6,"prázdniny",27.2]
[5420,null,null,"1999-08-14T19:29:59.999",8,14,20,6,"prázdniny",25]
[5421,null,null,"1999-08-14T20:29:59.999",8,14,21,6,"prázdniny",23.3]
[5422,null,null,"1999-08-14T21:29:59.999",8,14,22,6,"prázdniny",21.6]
[5423,null,null,"1999-08-14T22:29:59.999",8,14,23,6,"prázdniny",20.399999999999999]
[5424,null,null,"1999-08-14T23:29:59.999",8,14,24,6,"prázdniny",19.2]
[5425,null,null,"1999-08-15T00:29:59.999",8,15,1,7,"prázdniny",18]
[5426,null,null,"1999-08-15T01:29:59.999",8,15,2,7,"prázdniny",17.5]
[5427,null,null,"1999-08-15T02:29:59.999",8,15,3,7,"prázdniny",17]
[5428,null,null,"1999-08-15T03:29:59.999",8,15,4,7,"prázdniny",16.7]
[5429,null,null,"1999-08-15T04:29:59.999",8,15,5,7,"prázdniny",16.899999999999999]
[5430,null,null,"1999-08-15T05:29:59.999",8,15,6,7,"prázdniny",18]
[5431,null,null,"1999-08-15T06:29:59.999",8,15,7,7,"prázdniny",18.7]
[5432,null,null,"1999-08-15T07:29:59.999",8,15,8,7,"prázdniny",20.8]
[5433,null,null,"1999-08-15T08:29:59.999",8,15,9,7,"prázdniny",24]
[5434,null,null,"1999-08-15T09:29:59.999",8,15,10,7,"prázdniny",27.2]
[5435,null,null,"1999-08-15T10:29:59.999",8,15,11,7,"prázdniny",29.8]
[5436,null,null,"1999-08-15T11:29:59.999",8,15,12,7,"prázdniny",30.4]
[5437,null,null,"1999-08-15T12:29:59.999",8,15,13,7,"prázdniny",31.2]
[5438,null,null,"1999-08-15T13:29:59.999",8,15,14,7,"prázdniny",29.1]
[5439,null,null,"1999-08-15T14:29:59.999",8,15,15,7,"prázdniny",27]
[5440,null,null,"1999-08-15T15:29:59.999",8,15,16,7,"prázdniny",27.6]
[5441,null,null,"1999-08-15T16:29:59.999",8,15,17,7,"prázdniny",27]
[5442,null,null,"1999-08-15T17:29:59.999",8,15,18,{"$f":"WEEKDAY(D5450-1)","v":7},{"$f":"IF(OR(E5450=7,E5450=8),\"prázdniny\",(IF(H5450=6,\"víkend\",IF(H5450=7,\"víkend\",IF(AND(E5450=1,F5450=1),\"prázdniny\",\"všední\")))))","v":"prázdniny"},28]
[5443,null,null,{"$f":"D5450+1/24","v":"1999-08-15T18:29:59.999"},8,15,19,7,"prázdniny",26.6]
[5444,null,null,"1999-08-15T19:29:59.999",8,15,20,7,"prázdniny",25]
[5445,null,null,"1999-08-15T20:29:59.999",8,15,21,7,"prázdniny",24.3]
[5446,null,null,"1999-08-15T21:29:59.999",8,15,22,7,"prázdniny",23.4]
[5447,null,null,"1999-08-15T22:29:59.999",8,15,23,7,"prázdniny",22.7]
[5448,null,null,"1999-08-15T23:29:59.999",8,15,24,7,"prázdniny",22]
[5449,null,null,"1999-08-16T00:29:59.999",8,16,1,1,"prázdniny",21.3]
[5450,null,null,"1999-08-16T01:29:59.999",8,16,2,1,"prázdniny",20.100000000000001]
[5451,null,null,"1999-08-16T02:29:59.999",8,16,3,1,"prázdniny",18.899999999999999]
[5452,null,null,"1999-08-16T03:29:59.999",8,16,4,1,"prázdniny",17.899999999999999]
[5453,null,null,"1999-08-16T04:29:59.999",8,16,5,1,"prázdniny",17.600000000000001]
[5454,null,null,"1999-08-16T05:29:59.999",8,16,6,1,"prázdniny",18.399999999999999]
[5455,null,null,"1999-08-16T06:29:59.999",8,16,7,1,"prázdniny",18.399999999999999]
[5456,null,null,"1999-08-16T07:29:59.999",8,16,8,1,"prázdniny",19]
[5457,null,null,"1999-08-16T08:29:59.999",8,16,9,1,"prázdniny",20.3]
[5458,null,null,"1999-08-16T09:29:59.999",8,16,10,1,"prázdniny",22.5]
[5459,null,null,"1999-08-16T10:29:59.999",8,16,11,1,"prázdniny",24.3]
[5460,null,null,"1999-08-16T11:29:59.999",8,16,12,1,"prázdniny",26]
[5461,null,null,"1999-08-16T12:29:59.999",8,16,13,1,"prázdniny",27.2]
[5462,null,null,"1999-08-16T13:29:59.999",8,16,14,1,"prázdniny",27.5]
[5463,null,null,"1999-08-16T14:29:59.999",8,16,15,1,"prázdniny",26.8]
[5464,null,null,"1999-08-16T15:29:59.999",8,16,16,1,"prázdniny",25.5]
[5465,null,null,"1999-08-16T16:29:59.999",8,16,17,1,"prázdniny",20]
[5466,null,null,"1999-08-16T17:29:59.999",8,16,{"$f":"G5450","v":18},1,"prázdniny",19.7]
[5467,null,null,"1999-08-16T18:29:59.999",8,16,19,1,"prázdniny",19.100000000000001]
[5468,null,null,"1999-08-16T19:29:59.999",8,16,20,1,"prázdniny",18.399999999999999]
[5469,null,null,"1999-08-16T20:29:59.999",8,16,21,1,"prázdniny",18.399999999999999]
[5470,null,null,"1999-08-16T21:29:59.999",8,16,22,1,"prázdniny",18.600000000000001]
[5471,null,null,"1999-08-16T22:29:59.999",8,16,23,1,"prázdniny",18.2]
[5472,null,null,"1999-08-16T23:29:59.999",8,16,24,1,"prázdniny",17.7]
[5473,null,null,"1999-08-17T00:29:59.999",8,17,1,2,"prázdniny",17.3]
[5474,null,null,"1999-08-17T01:29:59.999",8,17,2,2,"prázdniny",16.7]
[5475,null,null,"1999-08-17T02:29:59.999",8,17,3,2,"prázdniny",16.100000000000001]
[5476,null,null,"1999-08-17T03:29:59.999",8,17,4,2,"prázdniny",15.2]
[5477,null,null,"1999-08-17T04:29:59.999",8,17,5,2,"prázdniny",14]
[5478,null,null,"1999-08-17T05:29:59.999",8,17,6,2,"prázdniny",14]
[5479,null,null,"1999-08-17T06:29:59.999",8,17,7,2,"prázdniny",15.6]
[5480,null,null,"1999-08-17T07:29:59.999",8,17,8,2,"prázdniny",17.600000000000001]
[5481,null,null,"1999-08-17T08:29:59.999",8,17,9,2,"prázdniny",18.399999999999999]
[5482,null,null,"1999-08-17T09:29:59.999",8,17,10,2,"prázdniny",18.7]
[5483,null,null,"1999-08-17T10:29:59.999",8,17,11,2,"prázdniny",20]
[5484,null,null,"1999-08-17T11:29:59.999",8,17,12,2,"prázdniny",20]
[5485,null,null,"1999-08-17T12:29:59.999",8,17,13,2,"prázdniny",20.8]
[5486,null,null,"1999-08-17T13:29:59.999",8,17,14,2,"prázdniny",21.4]
[5487,null,null,"1999-08-17T14:29:59.999",8,17,15,2,"prázdniny",23]
[5488,null,null,"1999-08-17T15:29:59.999",8,17,16,2,"prázdniny",22.5]
[5489,null,null,"1999-08-17T16:29:59.999",8,17,17,2,"prázdniny",22.5]
[5490,null,null,"1999-08-17T17:29:59.999",8,17,18,2,"prázdniny",21.7]
[5491,null,null,"1999-08-17T18:29:59.999",8,17,19,2,"prázdniny",20.9]
[5492,null,null,"1999-08-17T19:29:59.999",8,17,20,2,"prázdniny",19.3]
[5493,null,null,"1999-08-17T20:29:59.999",8,17,21,2,"prázdniny",18]
[5494,null,null,"1999-08-17T21:29:59.999",8,17,22,2,"prázdniny",16.600000000000001]
[5495,null,null,"1999-08-17T22:29:59.999",8,17,23,2,"prázdniny",15.3]
[5496,null,null,"1999-08-17T23:29:59.999",8,17,24,2,"prázdniny",14.1]
[5497,null,null,"1999-08-18T00:29:59.999",8,18,1,3,"prázdniny",12.8]
[5498,null,null,"1999-08-18T01:29:59.999",8,18,2,3,"prázdniny",12]
[5499,null,null,"1999-08-18T02:29:59.999",8,18,3,3,"prázdniny",11.1]
[5500,null,null,"1999-08-18T03:29:59.999",8,18,4,3,"prázdniny",10]
[5501,null,null,"1999-08-18T04:29:59.999",8,18,5,3,"prázdniny",9.9]
[5502,null,null,"1999-08-18T05:29:59.999",8,18,6,3,"prázdniny",10]
[5503,null,null,"1999-08-18T06:29:59.999",8,18,7,3,"prázdniny",11.8]
[5504,null,null,"1999-08-18T07:29:59.999",8,18,8,3,"prázdniny",15.4]
[5505,null,null,"1999-08-18T08:29:59.999",8,18,9,3,"prázdniny",18.399999999999999]
[5506,null,null,"1999-08-18T09:29:59.999",8,18,10,{"$f":"WEEKDAY(D5514-1)","v":3},{"$f":"IF(OR(E5514=7,E5514=8),\"prázdniny\",(IF(H5514=6,\"víkend\",IF(H5514=7,\"víkend\",IF(AND(E5514=1,F5514=1),\"prázdniny\",\"všední\")))))","v":"prázdniny"},20.6]
[5507,null,null,{"$f":"D5514+1/24","v":"1999-08-18T10:29:59.999"},8,18,11,3,"prázdniny",22]
[5508,null,null,"1999-08-18T11:29:59.999",8,18,12,3,"prázdniny",23.2]
[5509,null,null,"1999-08-18T12:29:59.999",8,18,13,3,"prázdniny",24.2]
[5510,null,null,"1999-08-18T13:29:59.999",8,18,14,3,"prázdniny",25.8]
[5511,null,null,"1999-08-18T14:29:59.999",8,18,15,3,"prázdniny",25.6]
[5512,null,null,"1999-08-18T15:29:59.999",8,18,16,3,"prázdniny",26]
[5513,null,null,"1999-08-18T16:29:59.999",8,18,17,3,"prázdniny",26.4]
[5514,null,null,"1999-08-18T17:29:59.999",8,18,18,3,"prázdniny",24.5]
[5515,null,null,"1999-08-18T18:29:59.999",8,18,19,3,"prázdniny",22.7]
[5516,null,null,"1999-08-18T19:29:59.999",8,18,20,3,"prázdniny",20.8]
[5517,null,null,"1999-08-18T20:29:59.999",8,18,21,3,"prázdniny",19]
[5518,null,null,"1999-08-18T21:29:59.999",8,18,22,3,"prázdniny",17.7]
[5519,null,null,"1999-08-18T22:29:59.999",8,18,23,3,"prázdniny",16.399999999999999]
[5520,null,null,"1999-08-18T23:29:59.999",8,18,24,3,"prázdniny",15.1]
[5521,null,null,"1999-08-19T00:29:59.999",8,19,1,4,"prázdniny",13.8]
[5522,null,null,"1999-08-19T01:29:59.999",8,19,2,4,"prázdniny",13.8]
[5523,null,null,"1999-08-19T02:29:59.999",8,19,3,4,"prázdniny",13.7]
[5524,null,null,"1999-08-19T03:29:59.999",8,19,4,4,"prázdniny",12.7]
[5525,null,null,"1999-08-19T04:29:59.999",8,19,5,4,"prázdniny",11.8]
[5526,null,null,"1999-08-19T05:29:59.999",8,19,6,4,"prázdniny",13.1]
[5527,null,null,"1999-08-19T06:29:59.999",8,19,7,4,"prázdniny",14.6]
[5528,null,null,"1999-08-19T07:29:59.999",8,19,8,4,"prázdniny",17.7]
[5529,null,null,"1999-08-19T08:29:59.999",8,19,9,4,"prázdniny",20.5]
[5530,null,null,"1999-08-19T09:29:59.999",8,19,{"$f":"G5514","v":10},4,"prázdniny",24.1]
[5531,null,null,"1999-08-19T10:29:59.999",8,19,11,4,"prázdniny",25.7]
[5532,null,null,"1999-08-19T11:29:59.999",8,19,12,4,"prázdniny",26.6]
[5533,null,null,"1999-08-19T12:29:59.999",8,19,13,4,"prázdniny",28.7]
[5534,null,null,"1999-08-19T13:29:59.999",8,19,14,4,"prázdniny",29.5]
[5535,null,null,"1999-08-19T14:29:59.999",8,19,15,4,"prázdniny",28.7]
[5536,null,null,"1999-08-19T15:29:59.999",8,19,16,4,"prázdniny",28.3]
[5537,null,null,"1999-08-19T16:29:59.999",8,19,17,4,"prázdniny",27.8]
[5538,null,null,"1999-08-19T17:29:59.999",8,19,18,4,"prázdniny",27.4]
[5539,null,null,"1999-08-19T18:29:59.999",8,19,19,4,"prázdniny",25]
[5540,null,null,"1999-08-19T19:29:59.999",8,19,20,4,"prázdniny",23.9]
[5541,null,null,"1999-08-19T20:29:59.999",8,19,21,4,"prázdniny",22.2]
[5542,null,null,"1999-08-19T21:29:59.999",8,19,22,4,"prázdniny",21.2]
[5543,null,null,"1999-08-19T22:29:59.999",8,19,23,4,"prázdniny",20.9]
[5544,null,null,"1999-08-19T23:29:59.999",8,19,24,4,"prázdniny",20.7]
[5545,null,null,"1999-08-20T00:29:59.999",8,20,1,5,"prázdniny",20.399999999999999]
[5546,null,null,"1999-08-20T01:29:59.999",8,20,2,5,"prázdniny",19.3]
[5547,null,null,"1999-08-20T02:29:59.999",8,20,3,5,"prázdniny",18.2]
[5548,null,null,"1999-08-20T03:29:59.999",8,20,4,5,"prázdniny",17.899999999999999]
[5549,null,null,"1999-08-20T04:29:59.999",8,20,5,5,"prázdniny",18.2]
[5550,null,null,"1999-08-20T05:29:59.999",8,20,6,5,"prázdniny",16.5]
[5551,null,null,"1999-08-20T06:29:59.999",8,20,7,5,"prázdniny",18]
[5552,null,null,"1999-08-20T07:29:59.999",8,20,8,5,"prázdniny",17.7]
[5553,null,null,"1999-08-20T08:29:59.999",8,20,9,5,"prázdniny",18]
[5554,null,null,"1999-08-20T09:29:59.999",8,20,10,5,"prázdniny",18.399999999999999]
[5555,null,null,"1999-08-20T10:29:59.999",8,20,11,5,"prázdniny",17.399999999999999]
[5556,null,null,"1999-08-20T11:29:59.999",8,20,12,5,"prázdniny",16.899999999999999]
[5557,null,null,"1999-08-20T12:29:59.999",8,20,13,5,"prázdniny",16.7]
[5558,null,null,"1999-08-20T13:29:59.999",8,20,14,5,"prázdniny",16.2]
[5559,null,null,"1999-08-20T14:29:59.999",8,20,15,5,"prázdniny",15.8]
[5560,null,null,"1999-08-20T15:29:59.999",8,20,16,5,"prázdniny",16.100000000000001]
[5561,null,null,"1999-08-20T16:29:59.999",8,20,17,5,"prázdniny",15.8]
[5562,null,null,"1999-08-20T17:29:59.999",8,20,18,5,"prázdniny",15.8]
[5563,null,null,"1999-08-20T18:29:59.999",8,20,19,5,"prázdniny",15.7]
[5564,null,null,"1999-08-20T19:29:59.999",8,20,20,5,"prázdniny",15.6]
[5565,null,null,"1999-08-20T20:29:59.999",8,20,21,5,"prázdniny",14.8]
[5566,null,null,"1999-08-20T21:29:59.999",8,20,22,5,"prázdniny",14.4]
[5567,null,null,"1999-08-20T22:29:59.999",8,20,23,5,"prázdniny",14.4]
[5568,null,null,"1999-08-20T23:29:59.999",8,20,24,5,"prázdniny",14.4]
[5569,null,null,"1999-08-21T00:29:59.999",8,21,1,6,"prázdniny",14.4]
[5570,null,null,"1999-08-21T01:29:59.999",8,21,2,{"$f":"WEEKDAY(D5578-1)","v":6},{"$f":"IF(OR(E5578=7,E5578=8),\"prázdniny\",(IF(H5578=6,\"víkend\",IF(H5578=7,\"víkend\",IF(AND(E5578=1,F5578=1),\"prázdniny\",\"všední\")))))","v":"prázdniny"},14.2]
[5571,null,null,{"$f":"D5578+1/24","v":"1999-08-21T02:29:59.999"},8,21,3,6,"prázdniny",14]
[5572,null,null,"1999-08-21T03:29:59.999",8,21,4,6,"prázdniny",13.6]
[5573,null,null,"1999-08-21T04:29:59.999",8,21,5,6,"prázdniny",13.5]
[5574,null,null,"1999-08-21T05:29:59.999",8,21,6,6,"prázdniny",13.5]
[5575,null,null,"1999-08-21T06:29:59.999",8,21,7,6,"prázdniny",13.8]
[5576,null,null,"1999-08-21T07:29:59.999",8,21,8,6,"prázdniny",15.7]
[5577,null,null,"1999-08-21T08:29:59.999",8,21,9,6,"prázdniny",18.2]
[5578,null,null,"1999-08-21T09:29:59.999",8,21,10,6,"prázdniny",19.8]
[5579,null,null,"1999-08-21T10:29:59.999",8,21,11,6,"prázdniny",20.399999999999999]
[5580,null,null,"1999-08-21T11:29:59.999",8,21,12,6,"prázdniny",21]
[5581,null,null,"1999-08-21T12:29:59.999",8,21,13,6,"prázdniny",20]
[5582,null,null,"1999-08-21T13:29:59.999",8,21,14,6,"prázdniny",21.9]
[5583,null,null,"1999-08-21T14:29:59.999",8,21,15,6,"prázdniny",20.2]
[5584,null,null,"1999-08-21T15:29:59.999",8,21,16,6,"prázdniny",19.399999999999999]
[5585,null,null,"1999-08-21T16:29:59.999",8,21,17,6,"prázdniny",19]
[5586,null,null,"1999-08-21T17:29:59.999",8,21,18,6,"prázdniny",18.100000000000001]
[5587,null,null,"1999-08-21T18:29:59.999",8,21,19,6,"prázdniny",17.100000000000001]
[5588,null,null,"1999-08-21T19:29:59.999",8,21,20,6,"prázdniny",15.8]
[5589,null,null,"1999-08-21T20:29:59.999",8,21,21,6,"prázdniny",15.6]
[5590,null,null,"1999-08-21T21:29:59.999",8,21,22,6,"prázdniny",14.7]
[5591,null,null,"1999-08-21T22:29:59.999",8,21,23,6,"prázdniny",14.6]
[5592,null,null,"1999-08-21T23:29:59.999",8,21,24,6,"prázdniny",14.4]
[5593,null,null,"1999-08-22T00:29:59.999",8,22,1,7,"prázdniny",14.3]
[5594,null,null,"1999-08-22T01:29:59.999",8,22,{"$f":"G5578","v":2},7,"prázdniny",14.1]
[5595,null,null,"1999-08-22T02:29:59.999",8,22,3,7,"prázdniny",13.9]
[5596,null,null,"1999-08-22T03:29:59.999",8,22,4,7,"prázdniny",13.8]
[5597,null,null,"1999-08-22T04:29:59.999",8,22,5,7,"prázdniny",13.6]
[5598,null,null,"1999-08-22T05:29:59.999",8,22,6,7,"prázdniny",13.6]
[5599,null,null,"1999-08-22T06:29:59.999",8,22,7,7,"prázdniny",14.4]
[5600,null,null,"1999-08-22T07:29:59.999",8,22,8,7,"prázdniny",14.5]
[5601,null,null,"1999-08-22T08:29:59.999",8,22,9,7,"prázdniny",15.8]
[5602,null,null,"1999-08-22T09:29:59.999",8,22,10,7,"prázdniny",16.2]
[5603,null,null,"1999-08-22T10:29:59.999",8,22,11,7,"prázdniny",17.600000000000001]
[5604,null,null,"1999-08-22T11:29:59.999",8,22,12,7,"prázdniny",17.5]
[5605,null,null,"1999-08-22T12:29:59.999",8,22,13,7,"prázdniny",18.3]
[5606,null,null,"1999-08-22T13:29:59.999",8,22,14,7,"prázdniny",18.3]
[5607,null,null,"1999-08-22T14:29:59.999",8,22,15,7,"prázdniny",18.2]
[5608,null,null,"1999-08-22T15:29:59.999",8,22,16,7,"prázdniny",17.899999999999999]
[5609,null,null,"1999-08-22T16:29:59.999",8,22,17,7,"prázdniny",16.8]
[5610,null,null,"1999-08-22T17:29:59.999",8,22,18,7,"prázdniny",16.399999999999999]
[5611,null,null,"1999-08-22T18:29:59.999",8,22,19,7,"prázdniny",16.2]
[5612,null,null,"1999-08-22T19:29:59.999",8,22,20,7,"prázdniny",15.5]
[5613,null,null,"1999-08-22T20:29:59.999",8,22,21,7,"prázdniny",14.8]
[5614,null,null,"1999-08-22T21:29:59.999",8,22,22,7,"prázdniny",14.6]
[5615,null,null,"1999-08-22T22:29:59.999",8,22,23,7,"prázdniny",14]
[5616,null,null,"1999-08-22T23:29:59.999",8,22,24,7,"prázdniny",13.5]
[5617,null,null,"1999-08-23T00:29:59.999",8,23,1,1,"prázdniny",12.9]
[5618,null,null,"1999-08-23T01:29:59.999",8,23,2,1,"prázdniny",12.3]
[5619,null,null,"1999-08-23T02:29:59.999",8,23,3,1,"prázdniny",11.7]
[5620,null,null,"1999-08-23T03:29:59.999",8,23,4,1,"prázdniny",11.5]
[5621,null,null,"1999-08-23T04:29:59.999",8,23,5,1,"prázdniny",11.2]
[5622,null,null,"1999-08-23T05:29:59.999",8,23,6,1,"prázdniny",11.2]
[5623,null,null,"1999-08-23T06:29:59.999",8,23,7,1,"prázdniny",12.2]
[5624,null,null,"1999-08-23T07:29:59.999",8,23,8,1,"prázdniny",12.8]
[5625,null,null,"1999-08-23T08:29:59.999",8,23,9,1,"prázdniny",13.4]
[5626,null,null,"1999-08-23T09:29:59.999",8,23,10,1,"prázdniny",14.2]
[5627,null,null,"1999-08-23T10:29:59.999",8,23,11,1,"prázdniny",15.5]
[5628,null,null,"1999-08-23T11:29:59.999",8,23,12,1,"prázdniny",15.5]
[5629,null,null,"1999-08-23T12:29:59.999",8,23,13,1,"prázdniny",16.899999999999999]
[5630,null,null,"1999-08-23T13:29:59.999",8,23,14,1,"prázdniny",16.8]
[5631,null,null,"1999-08-23T14:29:59.999",8,23,15,1,"prázdniny",16.399999999999999]
[5632,null,null,"1999-08-23T15:29:59.999",8,23,16,1,"prázdniny",14.9]
[5633,null,null,"1999-08-23T16:29:59.999",8,23,17,1,"prázdniny",15.6]
[5634,null,null,"1999-08-23T17:29:59.999",8,23,18,{"$f":"WEEKDAY(D5642-1)","v":1},{"$f":"IF(OR(E5642=7,E5642=8),\"prázdniny\",(IF(H5642=6,\"víkend\",IF(H5642=7,\"víkend\",IF(AND(E5642=1,F5642=1),\"prázdniny\",\"všední\")))))","v":"prázdniny"},15.5]
[5635,null,null,{"$f":"D5642+1/24","v":"1999-08-23T18:29:59.999"},8,23,19,1,"prázdniny",14.1]
[5636,null,null,"1999-08-23T19:29:59.999",8,23,20,1,"prázdniny",14.1]
[5637,null,null,"1999-08-23T20:29:59.999",8,23,21,1,"prázdniny",12.6]
[5638,null,null,"1999-08-23T21:29:59.999",8,23,22,1,"prázdniny",11.3]
[5639,null,null,"1999-08-23T22:29:59.999",8,23,23,1,"prázdniny",10.5]
[5640,null,null,"1999-08-23T23:29:59.999",8,23,24,1,"prázdniny",9.8000000000000007]
[5641,null,null,"1999-08-24T00:29:59.999",8,24,1,2,"prázdniny",9]
[5642,null,null,"1999-08-24T01:29:59.999",8,24,2,2,"prázdniny",8.9]
[5643,null,null,"1999-08-24T02:29:59.999",8,24,3,2,"prázdniny",8.6999999999999993]
[5644,null,null,"1999-08-24T03:29:59.999",8,24,4,2,"prázdniny",8.6999999999999993]
[5645,null,null,"1999-08-24T04:29:59.999",8,24,5,2,"prázdniny",8.6]
[5646,null,null,"1999-08-24T05:29:59.999",8,24,6,2,"prázdniny",9]
[5647,null,null,"1999-08-24T06:29:59.999",8,24,7,2,"prázdniny",10.8]
[5648,null,null,"1999-08-24T07:29:59.999",8,24,8,2,"prázdniny",11.5]
[5649,null,null,"1999-08-24T08:29:59.999",8,24,9,2,"prázdniny",13.3]
[5650,null,null,"1999-08-24T09:29:59.999",8,24,10,2,"prázdniny",14.8]
[5651,null,null,"1999-08-24T10:29:59.999",8,24,11,2,"prázdniny",16.399999999999999]
[5652,null,null,"1999-08-24T11:29:59.999",8,24,12,2,"prázdniny",18.600000000000001]
[5653,null,null,"1999-08-24T12:29:59.999",8,24,13,2,"prázdniny",20.3]
[5654,null,null,"1999-08-24T13:29:59.999",8,24,14,2,"prázdniny",19.8]
[5655,null,null,"1999-08-24T14:29:59.999",8,24,15,2,"prázdniny",19.600000000000001]
[5656,null,null,"1999-08-24T15:29:59.999",8,24,16,2,"prázdniny",19.7]
[5657,null,null,"1999-08-24T16:29:59.999",8,24,17,2,"prázdniny",19.2]
[5658,null,null,"1999-08-24T17:29:59.999",8,24,{"$f":"G5642","v":18},2,"prázdniny",19]
[5659,null,null,"1999-08-24T18:29:59.999",8,24,19,2,"prázdniny",17]
[5660,null,null,"1999-08-24T19:29:59.999",8,24,20,2,"prázdniny",15.2]
[5661,null,null,"1999-08-24T20:29:59.999",8,24,21,2,"prázdniny",13.9]
[5662,null,null,"1999-08-24T21:29:59.999",8,24,22,2,"prázdniny",13.1]
[5663,null,null,"1999-08-24T22:29:59.999",8,24,23,2,"prázdniny",13.1]
[5664,null,null,"1999-08-24T23:29:59.999",8,24,24,2,"prázdniny",13.2]
[5665,null,null,"1999-08-25T00:29:59.999",8,25,1,3,"prázdniny",13.2]
[5666,null,null,"1999-08-25T01:29:59.999",8,25,2,3,"prázdniny",13.2]
[5667,null,null,"1999-08-25T02:29:59.999",8,25,3,3,"prázdniny",13.1]
[5668,null,null,"1999-08-25T03:29:59.999",8,25,4,3,"prázdniny",12.4]
[5669,null,null,"1999-08-25T04:29:59.999",8,25,5,3,"prázdniny",12]
[5670,null,null,"1999-08-25T05:29:59.999",8,25,6,3,"prázdniny",12.4]
[5671,null,null,"1999-08-25T06:29:59.999",8,25,7,3,"prázdniny",12.8]
[5672,null,null,"1999-08-25T07:29:59.999",8,25,8,3,"prázdniny",15]
[5673,null,null,"1999-08-25T08:29:59.999",8,25,9,3,"prázdniny",16]
[5674,null,null,"1999-08-25T09:29:59.999",8,25,10,3,"prázdniny",16.8]
[5675,null,null,"1999-08-25T10:29:59.999",8,25,11,3,"prázdniny",15.8]
[5676,null,null,"1999-08-25T11:29:59.999",8,25,12,3,"prázdniny",15.4]
[5677,null,null,"1999-08-25T12:29:59.999",8,25,13,3,"prázdniny",15.7]
[5678,null,null,"1999-08-25T13:29:59.999",8,25,14,3,"prázdniny",18.600000000000001]
[5679,null,null,"1999-08-25T14:29:59.999",8,25,15,3,"prázdniny",17.2]
[5680,null,null,"1999-08-25T15:29:59.999",8,25,16,3,"prázdniny",13.8]
[5681,null,null,"1999-08-25T16:29:59.999",8,25,17,3,"prázdniny",13.1]
[5682,null,null,"1999-08-25T17:29:59.999",8,25,18,3,"prázdniny",12.4]
[5683,null,null,"1999-08-25T18:29:59.999",8,25,19,3,"prázdniny",12.6]
[5684,null,null,"1999-08-25T19:29:59.999",8,25,20,3,"prázdniny",11.8]
[5685,null,null,"1999-08-25T20:29:59.999",8,25,21,3,"prázdniny",12.3]
[5686,null,null,"1999-08-25T21:29:59.999",8,25,22,3,"prázdniny",12.1]
[5687,null,null,"1999-08-25T22:29:59.999",8,25,23,3,"prázdniny",11.7]
[5688,null,null,"1999-08-25T23:29:59.999",8,25,24,3,"prázdniny",11.2]
[5689,null,null,"1999-08-26T00:29:59.999",8,26,1,4,"prázdniny",10.8]
[5690,null,null,"1999-08-26T01:29:59.999",8,26,2,4,"prázdniny",10]
[5691,null,null,"1999-08-26T02:29:59.999",8,26,3,4,"prázdniny",9.1]
[5692,null,null,"1999-08-26T03:29:59.999",8,26,4,4,"prázdniny",9.9]
[5693,null,null,"1999-08-26T04:29:59.999",8,26,5,4,"prázdniny",9.9]
[5694,null,null,"1999-08-26T05:29:59.999",8,26,6,4,"prázdniny",10.4]
[5695,null,null,"1999-08-26T06:29:59.999",8,26,7,4,"prázdniny",10.7]
[5696,null,null,"1999-08-26T07:29:59.999",8,26,8,4,"prázdniny",11.6]
[5697,null,null,"1999-08-26T08:29:59.999",8,26,9,4,"prázdniny",14.3]
[5698,null,null,"1999-08-26T09:29:59.999",8,26,10,{"$f":"WEEKDAY(D5706-1)","v":4},{"$f":"IF(OR(E5706=7,E5706=8),\"prázdniny\",(IF(H5706=6,\"víkend\",IF(H5706=7,\"víkend\",IF(AND(E5706=1,F5706=1),\"prázdniny\",\"všední\")))))","v":"prázdniny"},14.7]
[5699,null,null,{"$f":"D5706+1/24","v":"1999-08-26T10:29:59.999"},8,26,11,4,"prázdniny",17]
[5700,null,null,"1999-08-26T11:29:59.999",8,26,12,4,"prázdniny",17]
[5701,null,null,"1999-08-26T12:29:59.999",8,26,13,4,"prázdniny",16.5]
[5702,null,null,"1999-08-26T13:29:59.999",8,26,14,4,"prázdniny",16]
[5703,null,null,"1999-08-26T14:29:59.999",8,26,15,4,"prázdniny",15.1]
[5704,null,null,"1999-08-26T15:29:59.999",8,26,16,4,"prázdniny",14.4]
[5705,null,null,"1999-08-26T16:29:59.999",8,26,17,4,"prázdniny",11.4]
[5706,null,null,"1999-08-26T17:29:59.999",8,26,18,4,"prázdniny",14.2]
[5707,null,null,"1999-08-26T18:29:59.999",8,26,19,4,"prázdniny",13.6]
[5708,null,null,"1999-08-26T19:29:59.999",8,26,20,4,"prázdniny",13.4]
[5709,null,null,"1999-08-26T20:29:59.999",8,26,21,4,"prázdniny",12.2]
[5710,null,null,"1999-08-26T21:29:59.999",8,26,22,4,"prázdniny",12.4]
[5711,null,null,"1999-08-26T22:29:59.999",8,26,23,4,"prázdniny",12]
[5712,null,null,"1999-08-26T23:29:59.999",8,26,24,4,"prázdniny",11.5]
[5713,null,null,"1999-08-27T00:29:59.999",8,27,1,5,"prázdniny",11.1]
[5714,null,null,"1999-08-27T01:29:59.999",8,27,2,5,"prázdniny",11.1]
[5715,null,null,"1999-08-27T02:29:59.999",8,27,3,5,"prázdniny",11]
[5716,null,null,"1999-08-27T03:29:59.999",8,27,4,5,"prázdniny",11]
[5717,null,null,"1999-08-27T04:29:59.999",8,27,5,5,"prázdniny",11]
[5718,null,null,"1999-08-27T05:29:59.999",8,27,6,5,"prázdniny",10.3]
[5719,null,null,"1999-08-27T06:29:59.999",8,27,7,5,"prázdniny",10.8]
[5720,null,null,"1999-08-27T07:29:59.999",8,27,8,5,"prázdniny",13.2]
[5721,null,null,"1999-08-27T08:29:59.999",8,27,9,5,"prázdniny",15]
[5722,null,null,"1999-08-27T09:29:59.999",8,27,{"$f":"G5706","v":10},5,"prázdniny",15.4]
[5723,null,null,"1999-08-27T10:29:59.999",8,27,11,5,"prázdniny",16.2]
[5724,null,null,"1999-08-27T11:29:59.999",8,27,12,5,"prázdniny",17.2]
[5725,null,null,"1999-08-27T12:29:59.999",8,27,13,5,"prázdniny",18.600000000000001]
[5726,null,null,"1999-08-27T13:29:59.999",8,27,14,5,"prázdniny",19.2]
[5727,null,null,"1999-08-27T14:29:59.999",8,27,15,5,"prázdniny",19.3]
[5728,null,null,"1999-08-27T15:29:59.999",8,27,16,5,"prázdniny",19.899999999999999]
[5729,null,null,"1999-08-27T16:29:59.999",8,27,17,5,"prázdniny",19.3]
[5730,null,null,"1999-08-27T17:29:59.999",8,27,18,5,"prázdniny",19.2]
[5731,null,null,"1999-08-27T18:29:59.999",8,27,19,5,"prázdniny",17.399999999999999]
[5732,null,null,"1999-08-27T19:29:59.999",8,27,20,5,"prázdniny",15]
[5733,null,null,"1999-08-27T20:29:59.999",8,27,21,5,"prázdniny",13.7]
[5734,null,null,"1999-08-27T21:29:59.999",8,27,22,5,"prázdniny",12.7]
[5735,null,null,"1999-08-27T22:29:59.999",8,27,23,5,"prázdniny",12.8]
[5736,null,null,"1999-08-27T23:29:59.999",8,27,24,5,"prázdniny",12.9]
[5737,null,null,"1999-08-28T00:29:59.999",8,28,1,6,"prázdniny",13]
[5738,null,null,"1999-08-28T01:29:59.999",8,28,2,6,"prázdniny",11.9]
[5739,null,null,"1999-08-28T02:29:59.999",8,28,3,6,"prázdniny",10.7]
[5740,null,null,"1999-08-28T03:29:59.999",8,28,4,6,"prázdniny",10.6]
[5741,null,null,"1999-08-28T04:29:59.999",8,28,5,6,"prázdniny",10.7]
[5742,null,null,"1999-08-28T05:29:59.999",8,28,6,6,"prázdniny",11.6]
[5743,null,null,"1999-08-28T06:29:59.999",8,28,7,6,"prázdniny",13.2]
[5744,null,null,"1999-08-28T07:29:59.999",8,28,8,6,"prázdniny",15.3]
[5745,null,null,"1999-08-28T08:29:59.999",8,28,9,6,"prázdniny",17.399999999999999]
[5746,null,null,"1999-08-28T09:29:59.999",8,28,10,6,"prázdniny",19.2]
[5747,null,null,"1999-08-28T10:29:59.999",8,28,11,6,"prázdniny",19.5]
[5748,null,null,"1999-08-28T11:29:59.999",8,28,12,6,"prázdniny",20.9]
[5749,null,null,"1999-08-28T12:29:59.999",8,28,13,6,"prázdniny",21.7]
[5750,null,null,"1999-08-28T13:29:59.999",8,28,14,6,"prázdniny",22.8]
[5751,null,null,"1999-08-28T14:29:59.999",8,28,15,6,"prázdniny",23.8]
[5752,null,null,"1999-08-28T15:29:59.999",8,28,16,6,"prázdniny",24.8]
[5753,null,null,"1999-08-28T16:29:59.999",8,28,17,6,"prázdniny",24.4]
[5754,null,null,"1999-08-28T17:29:59.999",8,28,18,6,"prázdniny",23.4]
[5755,null,null,"1999-08-28T18:29:59.999",8,28,19,6,"prázdniny",21.4]
[5756,null,null,"1999-08-28T19:29:59.999",8,28,20,6,"prázdniny",18.7]
[5757,null,null,"1999-08-28T20:29:59.999",8,28,21,6,"prázdniny",18.7]
[5758,null,null,"1999-08-28T21:29:59.999",8,28,22,6,"prázdniny",18]
[5759,null,null,"1999-08-28T22:29:59.999",8,28,23,6,"prázdniny",16.8]
[5760,null,null,"1999-08-28T23:29:59.999",8,28,24,6,"prázdniny",15.5]
[5761,null,null,"1999-08-29T00:29:59.999",8,29,1,7,"prázdniny",14.3]
[5762,null,null,"1999-08-29T01:29:59.999",8,29,2,{"$f":"WEEKDAY(D5770-1)","v":7},{"$f":"IF(OR(E5770=7,E5770=8),\"prázdniny\",(IF(H5770=6,\"víkend\",IF(H5770=7,\"víkend\",IF(AND(E5770=1,F5770=1),\"prázdniny\",\"všední\")))))","v":"prázdniny"},15.2]
[5763,null,null,{"$f":"D5770+1/24","v":"1999-08-29T02:29:59.999"},8,29,3,7,"prázdniny",16.100000000000001]
[5764,null,null,"1999-08-29T03:29:59.999",8,29,4,7,"prázdniny",16]
[5765,null,null,"1999-08-29T04:29:59.999",8,29,5,7,"prázdniny",15.8]
[5766,null,null,"1999-08-29T05:29:59.999",8,29,6,7,"prázdniny",15.8]
[5767,null,null,"1999-08-29T06:29:59.999",8,29,7,7,"prázdniny",16.8]
[5768,null,null,"1999-08-29T07:29:59.999",8,29,8,7,"prázdniny",17.399999999999999]
[5769,null,null,"1999-08-29T08:29:59.999",8,29,9,7,"prázdniny",19.399999999999999]
[5770,null,null,"1999-08-29T09:29:59.999",8,29,10,7,"prázdniny",20.6]
[5771,null,null,"1999-08-29T10:29:59.999",8,29,11,7,"prázdniny",23.5]
[5772,null,null,"1999-08-29T11:29:59.999",8,29,12,7,"prázdniny",24.7]
[5773,null,null,"1999-08-29T12:29:59.999",8,29,13,7,"prázdniny",24.3]
[5774,null,null,"1999-08-29T13:29:59.999",8,29,14,7,"prázdniny",23.3]
[5775,null,null,"1999-08-29T14:29:59.999",8,29,15,7,"prázdniny",24.6]
[5776,null,null,"1999-08-29T15:29:59.999",8,29,16,7,"prázdniny",24.4]
[5777,null,null,"1999-08-29T16:29:59.999",8,29,17,7,"prázdniny",22.5]
[5778,null,null,"1999-08-29T17:29:59.999",8,29,18,7,"prázdniny",21.8]
[5779,null,null,"1999-08-29T18:29:59.999",8,29,19,7,"prázdniny",19]
[5780,null,null,"1999-08-29T19:29:59.999",8,29,20,7,"prázdniny",17.600000000000001]
[5781,null,null,"1999-08-29T20:29:59.999",8,29,21,7,"prázdniny",17.2]
[5782,null,null,"1999-08-29T21:29:59.999",8,29,22,7,"prázdniny",17]
[5783,null,null,"1999-08-29T22:29:59.999",8,29,23,7,"prázdniny",16.600000000000001]
[5784,null,null,"1999-08-29T23:29:59.999",8,29,24,7,"prázdniny",16.2]
[5785,null,null,"1999-08-30T00:29:59.999",8,30,1,1,"prázdniny",15.8]
[5786,null,null,"1999-08-30T01:29:59.999",8,30,{"$f":"G5770","v":2},1,"prázdniny",15.9]
[5787,null,null,"1999-08-30T02:29:59.999",8,30,3,1,"prázdniny",16]
[5788,null,null,"1999-08-30T03:29:59.999",8,30,4,1,"prázdniny",15]
[5789,null,null,"1999-08-30T04:29:59.999",8,30,5,1,"prázdniny",14.4]
[5790,null,null,"1999-08-30T05:29:59.999",8,30,6,1,"prázdniny",13.2]
[5791,null,null,"1999-08-30T06:29:59.999",8,30,7,1,"prázdniny",14.4]
[5792,null,null,"1999-08-30T07:29:59.999",8,30,8,1,"prázdniny",16.2]
[5793,null,null,"1999-08-30T08:29:59.999",8,30,9,1,"prázdniny",18.2]
[5794,null,null,"1999-08-30T09:29:59.999",8,30,10,1,"prázdniny",18.8]
[5795,null,null,"1999-08-30T10:29:59.999",8,30,11,1,"prázdniny",18.2]
[5796,null,null,"1999-08-30T11:29:59.999",8,30,12,1,"prázdniny",20]
[5797,null,null,"1999-08-30T12:29:59.999",8,30,13,1,"prázdniny",20.6]
[5798,null,null,"1999-08-30T13:29:59.999",8,30,14,1,"prázdniny",20.2]
[5799,null,null,"1999-08-30T14:29:59.999",8,30,15,1,"prázdniny",20.399999999999999]
[5800,null,null,"1999-08-30T15:29:59.999",8,30,16,1,"prázdniny",20.5]
[5801,null,null,"1999-08-30T16:29:59.999",8,30,17,1,"prázdniny",19.7]
[5802,null,null,"1999-08-30T17:29:59.999",8,30,18,1,"prázdniny",19.100000000000001]
[5803,null,null,"1999-08-30T18:29:59.999",8,30,19,1,"prázdniny",17.399999999999999]
[5804,null,null,"1999-08-30T19:29:59.999",8,30,20,1,"prázdniny",15.4]
[5805,null,null,"1999-08-30T20:29:59.999",8,30,21,1,"prázdniny",13.8]
[5806,null,null,"1999-08-30T21:29:59.999",8,30,22,1,"prázdniny",13.4]
[5807,null,null,"1999-08-30T22:29:59.999",8,30,23,1,"prázdniny",12.5]
[5808,null,null,"1999-08-30T23:29:59.999",8,30,24,1,"prázdniny",11.7]
[5809,null,null,"1999-08-31T00:29:59.999",8,30,1,2,"prázdniny",10.8]
[5810,null,null,"1999-08-31T01:29:59.999",8,30,2,2,"prázdniny",10.3]
[5811,null,null,"1999-08-31T02:29:59.999",8,30,3,2,"prázdniny",9.6999999999999993]
[5812,null,null,"1999-08-31T03:29:59.999",8,30,4,2,"prázdniny",9]
[5813,null,null,"1999-08-31T04:29:59.999",8,30,5,2,"prázdniny",8.8000000000000007]
[5814,null,null,"1999-08-31T05:29:59.999",8,30,6,2,"prázdniny",8.5]
[5815,null,null,"1999-08-31T06:29:59.999",8,30,7,2,"prázdniny",8.6]
[5816,null,null,"1999-08-31T07:29:59.999",8,30,8,2,"prázdniny",10.4]
[5817,null,null,"1999-08-31T08:29:59.999",8,30,9,2,"prázdniny",15.6]
[5818,null,null,"1999-08-31T09:29:59.999",8,30,10,2,"prázdniny",18.5]
[5819,null,null,"1999-08-31T10:29:59.999",8,30,11,2,"prázdniny",20.2]
[5820,null,null,"1999-08-31T11:29:59.999",8,30,12,2,"prázdniny",20.5]
[5821,null,null,"1999-08-31T12:29:59.999",8,30,13,2,"prázdniny",22.2]
[5822,null,null,"1999-08-31T13:29:59.999",8,30,14,2,"prázdniny",22.1]
[5823,null,null,"1999-08-31T14:29:59.999",8,30,15,2,"prázdniny",22.5]
[5824,null,null,"1999-08-31T15:29:59.999",8,30,16,2,"prázdniny",23.1]
[5825,null,null,"1999-08-31T16:29:59.999",8,30,17,2,"prázdniny",22.4]
[5826,null,null,"1999-08-31T17:29:59.999",8,30,18,{"$f":"WEEKDAY(D5834-1)","v":2},{"$f":"IF(OR(E5834=7,E5834=8),\"prázdniny\",(IF(H5834=6,\"víkend\",IF(H5834=7,\"víkend\",IF(AND(E5834=1,F5834=1),\"prázdniny\",\"všední\")))))","v":"prázdniny"},21.5]
[5827,null,null,{"$f":"D5834+1/24","v":"1999-08-31T18:29:59.999"},8,30,19,2,"prázdniny",19.600000000000001]
[5828,null,null,"1999-08-31T19:29:59.999",8,30,20,2,"prázdniny",17.600000000000001]
[5829,null,null,"1999-08-31T20:29:59.999",8,30,21,2,"prázdniny",18]
[5830,null,null,"1999-08-31T21:29:59.999",8,30,22,2,"prázdniny",16.899999999999999]
[5831,null,null,"1999-08-31T22:29:59.999",8,30,23,2,"prázdniny",16.3]
[5832,null,null,"1999-08-31T23:29:59.999",8,30,24,2,"prázdniny",15.6]
[5833,null,null,"1999-09-01T00:29:59.999",9,1,1,3,"všední",9.1]
[5834,null,null,"1999-09-01T01:29:59.999",9,1,2,3,"všední",9.1]
[5835,null,null,"1999-09-01T02:29:59.999",9,1,3,3,"všední",9.3000000000000007]
[5836,null,null,"1999-09-01T03:29:59.999",9,1,4,3,"všední",9.5]
[5837,null,null,"1999-09-01T04:29:59.999",9,1,5,3,"všední",9.5]
[5838,null,null,"1999-09-01T05:29:59.999",9,1,6,3,"všední",10]
[5839,null,null,"1999-09-01T06:29:59.999",9,1,7,3,"všední",10.199999999999999]
[5840,null,null,"1999-09-01T07:29:59.999",9,1,8,3,"všední",10.4]
[5841,null,null,"1999-09-01T08:29:59.999",9,1,9,3,"všední",10.9]
[5842,null,null,"1999-09-01T09:29:59.999",9,1,10,3,"všední",11.1]
[5843,null,null,"1999-09-01T10:29:59.999",9,1,11,3,"všední",11.9]
[5844,null,null,"1999-09-01T11:29:59.999",9,1,12,3,"všední",11.8]
[5845,null,null,"1999-09-01T12:29:59.999",9,1,13,3,"všední",12.1]
[5846,null,null,"1999-09-01T13:29:59.999",9,1,14,3,"všední",12.2]
[5847,null,null,"1999-09-01T14:29:59.999",9,1,15,3,"všední",12.9]
[5848,null,null,"1999-09-01T15:29:59.999",9,1,16,3,"všední",13.1]
[5849,null,null,"1999-09-01T16:29:59.999",9,1,17,3,"všední",12.1]
[5850,null,null,"1999-09-01T17:29:59.999",9,1,{"$f":"G5834","v":18},3,"všední",11.7]
[5851,null,null,"1999-09-01T18:29:59.999",9,1,19,3,"všední",11.4]
[5852,null,null,"1999-09-01T19:29:59.999",9,1,20,3,"všední",11.2]
[5853,null,null,"1999-09-01T20:29:59.999",9,1,21,3,"všední",10.9]
[5854,null,null,"1999-09-01T21:29:59.999",9,1,22,3,"všední",10.6]
[5855,null,null,"1999-09-01T22:29:59.999",9,1,23,3,"všední",10.4]
[5856,null,null,"1999-09-01T23:29:59.999",9,1,24,3,"všední",10.4]
[5857,null,null,"1999-09-02T00:29:59.999",9,2,1,4,"všední",10.4]
[5858,null,null,"1999-09-02T01:29:59.999",9,2,2,4,"všední",10.199999999999999]
[5859,null,null,"1999-09-02T02:29:59.999",9,2,3,4,"všední",10]
[5860,null,null,"1999-09-02T03:29:59.999",9,2,4,4,"všední",9.9]
[5861,null,null,"1999-09-02T04:29:59.999",9,2,5,4,"všední",9.6]
[5862,null,null,"1999-09-02T05:29:59.999",9,2,6,4,"všední",9.6]
[5863,null,null,"1999-09-02T06:29:59.999",9,2,7,4,"všední",9.6999999999999993]
[5864,null,null,"1999-09-02T07:29:59.999",9,2,8,4,"všední",9.9]
[5865,null,null,"1999-09-02T08:29:59.999",9,2,9,4,"všední",10.4]
[5866,null,null,"1999-09-02T09:29:59.999",9,2,10,4,"všední",11.1]
[5867,null,null,"1999-09-02T10:29:59.999",9,2,11,4,"všední",11.8]
[5868,null,null,"1999-09-02T11:29:59.999",9,2,12,4,"všední",12.2]
[5869,null,null,"1999-09-02T12:29:59.999",9,2,13,4,"všední",12.9]
[5870,null,null,"1999-09-02T13:29:59.999",9,2,14,4,"všední",12.7]
[5871,null,null,"1999-09-02T14:29:59.999",9,2,15,4,"všední",12.6]
[5872,null,null,"1999-09-02T15:29:59.999",9,2,16,4,"všední",11.8]
[5873,null,null,"1999-09-02T16:29:59.999",9,2,17,4,"všední",11.2]
[5874,null,null,"1999-09-02T17:29:59.999",9,2,18,4,"všední",11.1]
[5875,null,null,"1999-09-02T18:29:59.999",9,2,19,4,"všední",10.8]
[5876,null,null,"1999-09-02T19:29:59.999",9,2,20,4,"všední",10.6]
[5877,null,null,"1999-09-02T20:29:59.999",9,2,21,4,"všední",10.4]
[5878,null,null,"1999-09-02T21:29:59.999",9,2,22,4,"všední",10.4]
[5879,null,null,"1999-09-02T22:29:59.999",9,2,23,4,"všední",10]
[5880,null,null,"1999-09-02T23:29:59.999",9,2,24,4,"všední",8.5]
[5881,null,null,"1999-09-03T00:29:59.999",9,3,1,5,"všední",7.9]
[5882,null,null,"1999-09-03T01:29:59.999",9,3,2,5,"všední",7.3]
[5883,null,null,"1999-09-03T02:29:59.999",9,3,3,5,"všední",7.1]
[5884,null,null,"1999-09-03T03:29:59.999",9,3,4,5,"všední",7]
[5885,null,null,"1999-09-03T04:29:59.999",9,3,5,5,"všední",7]
[5886,null,null,"1999-09-03T05:29:59.999",9,3,6,5,"všední",8.1]
[5887,null,null,"1999-09-03T06:29:59.999",9,3,7,5,"všední",9.1999999999999993]
[5888,null,null,"1999-09-03T07:29:59.999",9,3,8,5,"všední",11.5]
[5889,null,null,"1999-09-03T08:29:59.999",9,3,9,5,"všední",12.3]
[5890,null,null,"1999-09-03T09:29:59.999",9,3,10,{"$f":"WEEKDAY(D5898-1)","v":5},{"$f":"IF(OR(E5898=7,E5898=8),\"prázdniny\",(IF(H5898=6,\"víkend\",IF(H5898=7,\"víkend\",IF(AND(E5898=1,F5898=1),\"prázdniny\",\"všední\")))))","v":"všední"},13]
[5891,null,null,{"$f":"D5898+1/24","v":"1999-09-03T10:29:59.999"},9,3,11,5,"všední",14.2]
[5892,null,null,"1999-09-03T11:29:59.999",9,3,12,5,"všední",16.399999999999999]
[5893,null,null,"1999-09-03T12:29:59.999",9,3,13,5,"všední",16.7]
[5894,null,null,"1999-09-03T13:29:59.999",9,3,14,5,"všední",17.100000000000001]
[5895,null,null,"1999-09-03T14:29:59.999",9,3,15,5,"všední",17.7]
[5896,null,null,"1999-09-03T15:29:59.999",9,3,16,5,"všední",17.399999999999999]
[5897,null,null,"1999-09-03T16:29:59.999",9,3,17,5,"všední",17.600000000000001]
[5898,null,null,"1999-09-03T17:29:59.999",9,3,18,5,"všední",15.4]
[5899,null,null,"1999-09-03T18:29:59.999",9,3,19,5,"všední",12.6]
[5900,null,null,"1999-09-03T19:29:59.999",9,3,20,5,"všední",12]
[5901,null,null,"1999-09-03T20:29:59.999",9,3,21,5,"všední",11.9]
[5902,null,null,"1999-09-03T21:29:59.999",9,3,22,5,"všední",12.3]
[5903,null,null,"1999-09-03T22:29:59.999",9,3,23,5,"všední",11.8]
[5904,null,null,"1999-09-03T23:29:59.999",9,3,24,5,"všední",11.6]
[5905,null,null,"1999-09-04T00:29:59.999",9,4,1,6,"víkend",11.7]
[5906,null,null,"1999-09-04T01:29:59.999",9,4,2,6,"víkend",11.5]
[5907,null,null,"1999-09-04T02:29:59.999",9,4,3,6,"víkend",11.2]
[5908,null,null,"1999-09-04T03:29:59.999",9,4,4,6,"víkend",10.9]
[5909,null,null,"1999-09-04T04:29:59.999",9,4,5,6,"víkend",10.9]
[5910,null,null,"1999-09-04T05:29:59.999",9,4,6,6,"víkend",11]
[5911,null,null,"1999-09-04T06:29:59.999",9,4,7,6,"víkend",11.3]
[5912,null,null,"1999-09-04T07:29:59.999",9,4,8,6,"víkend",11.7]
[5913,null,null,"1999-09-04T08:29:59.999",9,4,9,6,"víkend",13.3]
[5914,null,null,"1999-09-04T09:29:59.999",9,4,{"$f":"G5898","v":10},6,"víkend",13.6]
[5915,null,null,"1999-09-04T10:29:59.999",9,4,11,6,"víkend",13.8]
[5916,null,null,"1999-09-04T11:29:59.999",9,4,12,6,"víkend",15]
[5917,null,null,"1999-09-04T12:29:59.999",9,4,13,6,"víkend",13.7]
[5918,null,null,"1999-09-04T13:29:59.999",9,4,14,6,"víkend",17.3]
[5919,null,null,"1999-09-04T14:29:59.999",9,4,15,6,"víkend",18.100000000000001]
[5920,null,null,"1999-09-04T15:29:59.999",9,4,16,6,"víkend",17.2]
[5921,null,null,"1999-09-04T16:29:59.999",9,4,17,6,"víkend",16.7]
[5922,null,null,"1999-09-04T17:29:59.999",9,4,18,6,"víkend",15.1]
[5923,null,null,"1999-09-04T18:29:59.999",9,4,19,6,"víkend",12.5]
[5924,null,null,"1999-09-04T19:29:59.999",9,4,20,6,"víkend",11.9]
[5925,null,null,"1999-09-04T20:29:59.999",9,4,21,6,"víkend",11]
[5926,null,null,"1999-09-04T21:29:59.999",9,4,22,6,"víkend",10.8]
[5927,null,null,"1999-09-04T22:29:59.999",9,4,23,6,"víkend",11.2]
[5928,null,null,"1999-09-04T23:29:59.999",9,4,24,6,"víkend",11.4]
[5929,null,null,"1999-09-05T00:29:59.999",9,5,1,7,"víkend",11.7]
[5930,null,null,"1999-09-05T01:29:59.999",9,5,2,7,"víkend",11.7]
[5931,null,null,"1999-09-05T02:29:59.999",9,5,3,7,"víkend",11.4]
[5932,null,null,"1999-09-05T03:29:59.999",9,5,4,7,"víkend",10.8]
[5933,null,null,"1999-09-05T04:29:59.999",9,5,5,7,"víkend",10.7]
[5934,null,null,"1999-09-05T05:29:59.999",9,5,6,7,"víkend",10.4]
[5935,null,null,"1999-09-05T06:29:59.999",9,5,7,7,"víkend",10.8]
[5936,null,null,"1999-09-05T07:29:59.999",9,5,8,7,"víkend",13.1]
[5937,null,null,"1999-09-05T08:29:59.999",9,5,9,7,"víkend",14.4]
[5938,null,null,"1999-09-05T09:29:59.999",9,5,10,7,"víkend",16.8]
[5939,null,null,"1999-09-05T10:29:59.999",9,5,11,7,"víkend",17.600000000000001]
[5940,null,null,"1999-09-05T11:29:59.999",9,5,12,7,"víkend",18.7]
[5941,null,null,"1999-09-05T12:29:59.999",9,5,13,7,"víkend",18.3]
[5942,null,null,"1999-09-05T13:29:59.999",9,5,14,7,"víkend",20.399999999999999]
[5943,null,null,"1999-09-05T14:29:59.999",9,5,15,7,"víkend",18.899999999999999]
[5944,null,null,"1999-09-05T15:29:59.999",9,5,16,7,"víkend",18.5]
[5945,null,null,"1999-09-05T16:29:59.999",9,5,17,7,"víkend",18.5]
[5946,null,null,"1999-09-05T17:29:59.999",9,5,18,7,"víkend",17.2]
[5947,null,null,"1999-09-05T18:29:59.999",9,5,19,7,"víkend",15.8]
[5948,null,null,"1999-09-05T19:29:59.999",9,5,20,7,"víkend",13.8]
[5949,null,null,"1999-09-05T20:29:59.999",9,5,21,7,"víkend",13]
[5950,null,null,"1999-09-05T21:29:59.999",9,5,22,7,"víkend",11.2]
[5951,null,null,"1999-09-05T22:29:59.999",9,5,23,7,"víkend",10]
[5952,null,null,"1999-09-05T23:29:59.999",9,5,24,7,"víkend",9.3000000000000007]
[5953,null,null,"1999-09-06T00:29:59.999",9,6,1,1,"všední",8.8000000000000007]
[5954,null,null,"1999-09-06T01:29:59.999",9,6,2,{"$f":"WEEKDAY(D5962-1)","v":1},{"$f":"IF(OR(E5962=7,E5962=8),\"prázdniny\",(IF(H5962=6,\"víkend\",IF(H5962=7,\"víkend\",IF(AND(E5962=1,F5962=1),\"prázdniny\",\"všední\")))))","v":"všední"},8.1999999999999993]
[5955,null,null,{"$f":"D5962+1/24","v":"1999-09-06T02:29:59.999"},9,6,3,1,"všední",7.6]
[5956,null,null,"1999-09-06T03:29:59.999",9,6,4,1,"všední",7.2]
[5957,null,null,"1999-09-06T04:29:59.999",9,6,5,1,"všední",7.2]
[5958,null,null,"1999-09-06T05:29:59.999",9,6,6,1,"všední",7]
[5959,null,null,"1999-09-06T06:29:59.999",9,6,7,1,"všední",7.7]
[5960,null,null,"1999-09-06T07:29:59.999",9,6,8,1,"všední",9.1999999999999993]
[5961,null,null,"1999-09-06T08:29:59.999",9,6,9,1,"všední",11.6]
[5962,null,null,"1999-09-06T09:29:59.999",9,6,10,1,"všední",15.2]
[5963,null,null,"1999-09-06T10:29:59.999",9,6,11,1,"všední",17.8]
[5964,null,null,"1999-09-06T11:29:59.999",9,6,12,1,"všední",19.3]
[5965,null,null,"1999-09-06T12:29:59.999",9,6,13,1,"všední",20.2]
[5966,null,null,"1999-09-06T13:29:59.999",9,6,14,1,"všední",19.5]
[5967,null,null,"1999-09-06T14:29:59.999",9,6,15,1,"všední",20.399999999999999]
[5968,null,null,"1999-09-06T15:29:59.999",9,6,16,1,"všední",19.899999999999999]
[5969,null,null,"1999-09-06T16:29:59.999",9,6,17,1,"všední",19.899999999999999]
[5970,null,null,"1999-09-06T17:29:59.999",9,6,18,1,"všední",17.8]
[5971,null,null,"1999-09-06T18:29:59.999",9,6,19,1,"všední",17]
[5972,null,null,"1999-09-06T19:29:59.999",9,6,20,1,"všední",15.1]
[5973,null,null,"1999-09-06T20:29:59.999",9,6,21,1,"všední",13.8]
[5974,null,null,"1999-09-06T21:29:59.999",9,6,22,1,"všední",12.3]
[5975,null,null,"1999-09-06T22:29:59.999",9,6,23,1,"všední",11.1]
[5976,null,null,"1999-09-06T23:29:59.999",9,6,24,1,"všední",10.199999999999999]
[5977,null,null,"1999-09-07T00:29:59.999",9,7,1,2,"všední",9.8000000000000007]
[5978,null,null,"1999-09-07T01:29:59.999",9,7,{"$f":"G5962","v":2},2,"všední",8.6]
[5979,null,null,"1999-09-07T02:29:59.999",9,7,3,2,"všední",8.4]
[5980,null,null,"1999-09-07T03:29:59.999",9,7,4,2,"všední",8.3000000000000007]
[5981,null,null,"1999-09-07T04:29:59.999",9,7,5,2,"všední",7.5]
[5982,null,null,"1999-09-07T05:29:59.999",9,7,6,2,"všední",6.6]
[5983,null,null,"1999-09-07T06:29:59.999",9,7,7,2,"všední",9.1999999999999993]
[5984,null,null,"1999-09-07T07:29:59.999",9,7,8,2,"všední",12.8]
[5985,null,null,"1999-09-07T08:29:59.999",9,7,9,2,"všední",15]
[5986,null,null,"1999-09-07T09:29:59.999",9,7,10,2,"všední",17.600000000000001]
[5987,null,null,"1999-09-07T10:29:59.999",9,7,11,2,"všední",21]
[5988,null,null,"1999-09-07T11:29:59.999",9,7,12,2,"všední",22.2]
[5989,null,null,"1999-09-07T12:29:59.999",9,7,13,2,"všední",23.5]
[5990,null,null,"1999-09-07T13:29:59.999",9,7,14,2,"všední",24.1]
[5991,null,null,"1999-09-07T14:29:59.999",9,7,15,2,"všední",23.8]
[5992,null,null,"1999-09-07T15:29:59.999",9,7,16,2,"všední",23.8]
[5993,null,null,"1999-09-07T16:29:59.999",9,7,17,2,"všední",23.1]
[5994,null,null,"1999-09-07T17:29:59.999",9,7,18,2,"všední",21.3]
[5995,null,null,"1999-09-07T18:29:59.999",9,7,19,2,"všední",19.399999999999999]
[5996,null,null,"1999-09-07T19:29:59.999",9,7,20,2,"všední",17.7]
[5997,null,null,"1999-09-07T20:29:59.999",9,7,21,2,"všední",17.100000000000001]
[5998,null,null,"1999-09-07T21:29:59.999",9,7,22,2,"všední",16.399999999999999]
[5999,null,null,"1999-09-07T22:29:59.999",9,7,23,2,"všední",15.3]
[6000,null,null,"1999-09-07T23:29:59.999",9,7,24,2,"všední",14.5]
[6001,null,null,"1999-09-08T00:29:59.999",9,8,1,3,"všední",15.8]
[6002,null,null,"1999-09-08T01:29:59.999",9,8,2,3,"všední",14.5]
[6003,null,null,"1999-09-08T02:29:59.999",9,8,3,3,"všední",13.8]
[6004,null,null,"1999-09-08T03:29:59.999",9,8,4,3,"všední",13.8]
[6005,null,null,"1999-09-08T04:29:59.999",9,8,5,3,"všední",13.3]
[6006,null,null,"1999-09-08T05:29:59.999",9,8,6,3,"všední",13]
[6007,null,null,"1999-09-08T06:29:59.999",9,8,7,3,"všední",13]
[6008,null,null,"1999-09-08T07:29:59.999",9,8,8,3,"všední",13.1]
[6009,null,null,"1999-09-08T08:29:59.999",9,8,9,3,"všední",13.9]
[6010,null,null,"1999-09-08T09:29:59.999",9,8,10,3,"všední",14.3]
[6011,null,null,"1999-09-08T10:29:59.999",9,8,11,3,"všední",14.5]
[6012,null,null,"1999-09-08T11:29:59.999",9,8,12,3,"všední",15.1]
[6013,null,null,"1999-09-08T12:29:59.999",9,8,13,3,"všední",16.399999999999999]
[6014,null,null,"1999-09-08T13:29:59.999",9,8,14,3,"všední",19.8]
[6015,null,null,"1999-09-08T14:29:59.999",9,8,15,3,"všední",18.100000000000001]
[6016,null,null,"1999-09-08T15:29:59.999",9,8,16,3,"všední",18.899999999999999]
[6017,null,null,"1999-09-08T16:29:59.999",9,8,17,3,"všední",18.5]
[6018,null,null,"1999-09-08T17:29:59.999",9,8,18,{"$f":"WEEKDAY(D6026-1)","v":3},{"$f":"IF(OR(E6026=7,E6026=8),\"prázdniny\",(IF(H6026=6,\"víkend\",IF(H6026=7,\"víkend\",IF(AND(E6026=1,F6026=1),\"prázdniny\",\"všední\")))))","v":"všední"},16.5]
[6019,null,null,{"$f":"D6026+1/24","v":"1999-09-08T18:29:59.999"},9,8,19,3,"všední",15]
[6020,null,null,"1999-09-08T19:29:59.999",9,8,20,3,"všední",14.8]
[6021,null,null,"1999-09-08T20:29:59.999",9,8,21,3,"všední",14.3]
[6022,null,null,"1999-09-08T21:29:59.999",9,8,22,3,"všední",14.7]
[6023,null,null,"1999-09-08T22:29:59.999",9,8,23,3,"všední",14.8]
[6024,null,null,"1999-09-08T23:29:59.999",9,8,24,3,"všední",14.9]
[6025,null,null,"1999-09-09T00:29:59.999",9,9,1,4,"všední",14.7]
[6026,null,null,"1999-09-09T01:29:59.999",9,9,2,4,"všední",14.8]
[6027,null,null,"1999-09-09T02:29:59.999",9,9,3,4,"všední",14.7]
[6028,null,null,"1999-09-09T03:29:59.999",9,9,4,4,"všední",14.6]
[6029,null,null,"1999-09-09T04:29:59.999",9,9,5,4,"všední",14.6]
[6030,null,null,"1999-09-09T05:29:59.999",9,9,6,4,"všední",14.7]
[6031,null,null,"1999-09-09T06:29:59.999",9,9,7,4,"všední",14.3]
[6032,null,null,"1999-09-09T07:29:59.999",9,9,8,4,"všední",16.3]
[6033,null,null,"1999-09-09T08:29:59.999",9,9,9,4,"všední",17]
[6034,null,null,"1999-09-09T09:29:59.999",9,9,10,4,"všední",17.2]
[6035,null,null,"1999-09-09T10:29:59.999",9,9,11,4,"všední",17.600000000000001]
[6036,null,null,"1999-09-09T11:29:59.999",9,9,12,4,"všední",18.7]
[6037,null,null,"1999-09-09T12:29:59.999",9,9,13,4,"všední",19.3]
[6038,null,null,"1999-09-09T13:29:59.999",9,9,14,4,"všední",19.3]
[6039,null,null,"1999-09-09T14:29:59.999",9,9,15,4,"všední",19.5]
[6040,null,null,"1999-09-09T15:29:59.999",9,9,16,4,"všední",18.399999999999999]
[6041,null,null,"1999-09-09T16:29:59.999",9,9,17,4,"všední",18.2]
[6042,null,null,"1999-09-09T17:29:59.999",9,9,{"$f":"G6026","v":18},4,"všední",17.2]
[6043,null,null,"1999-09-09T18:29:59.999",9,9,19,4,"všední",15.2]
[6044,null,null,"1999-09-09T19:29:59.999",9,9,20,4,"všední",13.5]
[6045,null,null,"1999-09-09T20:29:59.999",9,9,21,4,"všední",12.2]
[6046,null,null,"1999-09-09T21:29:59.999",9,9,22,4,"všední",11.9]
[6047,null,null,"1999-09-09T22:29:59.999",9,9,23,4,"všední",11.6]
[6048,null,null,"1999-09-09T23:29:59.999",9,9,24,4,"všední",11.5]
[6049,null,null,"1999-09-10T00:29:59.999",9,10,1,5,"všední",11.6]
[6050,null,null,"1999-09-10T01:29:59.999",9,10,2,5,"všední",11.8]
[6051,null,null,"1999-09-10T02:29:59.999",9,10,3,5,"všední",12.1]
[6052,null,null,"1999-09-10T03:29:59.999",9,10,4,5,"všední",11.7]
[6053,null,null,"1999-09-10T04:29:59.999",9,10,5,5,"všední",11.4]
[6054,null,null,"1999-09-10T05:29:59.999",9,10,6,5,"všední",10]
[6055,null,null,"1999-09-10T06:29:59.999",9,10,7,5,"všední",11.9]
[6056,null,null,"1999-09-10T07:29:59.999",9,10,8,5,"všední",14.2]
[6057,null,null,"1999-09-10T08:29:59.999",9,10,9,5,"všední",16.100000000000001]
[6058,null,null,"1999-09-10T09:29:59.999",9,10,10,5,"všední",18.3]
[6059,null,null,"1999-09-10T10:29:59.999",9,10,11,5,"všední",19.7]
[6060,null,null,"1999-09-10T11:29:59.999",9,10,12,5,"všední",20.8]
[6061,null,null,"1999-09-10T12:29:59.999",9,10,13,5,"všední",20.399999999999999]
[6062,null,null,"1999-09-10T13:29:59.999",9,10,14,5,"všední",21.3]
[6063,null,null,"1999-09-10T14:29:59.999",9,10,15,5,"všední",20.8]
[6064,null,null,"1999-09-10T15:29:59.999",9,10,16,5,"všední",21.1]
[6065,null,null,"1999-09-10T16:29:59.999",9,10,17,5,"všední",20.399999999999999]
[6066,null,null,"1999-09-10T17:29:59.999",9,10,18,5,"všední",18.7]
[6067,null,null,"1999-09-10T18:29:59.999",9,10,19,5,"všední",17.7]
[6068,null,null,"1999-09-10T19:29:59.999",9,10,20,5,"všední",16.5]
[6069,null,null,"1999-09-10T20:29:59.999",9,10,21,5,"všední",16.2]
[6070,null,null,"1999-09-10T21:29:59.999",9,10,22,5,"všední",15.3]
[6071,null,null,"1999-09-10T22:29:59.999",9,10,23,5,"všední",14.4]
[6072,null,null,"1999-09-10T23:29:59.999",9,10,24,5,"všední",13.2]
[6073,null,null,"1999-09-11T00:29:59.999",9,11,1,6,"víkend",12.9]
[6074,null,null,"1999-09-11T01:29:59.999",9,11,2,6,"víkend",12.6]
[6075,null,null,"1999-09-11T02:29:59.999",9,11,3,6,"víkend",13.1]
[6076,null,null,"1999-09-11T03:29:59.999",9,11,4,6,"víkend",12.5]
[6077,null,null,"1999-09-11T04:29:59.999",9,11,5,6,"víkend",11.1]
[6078,null,null,"1999-09-11T05:29:59.999",9,11,6,6,"víkend",10.6]
[6079,null,null,"1999-09-11T06:29:59.999",9,11,7,6,"víkend",12.4]
[6080,null,null,"1999-09-11T07:29:59.999",9,11,8,6,"víkend",13.8]
[6081,null,null,"1999-09-11T08:29:59.999",9,11,9,6,"víkend",15.5]
[6082,null,null,"1999-09-11T09:29:59.999",9,11,10,{"$f":"WEEKDAY(D6090-1)","v":6},{"$f":"IF(OR(E6090=7,E6090=8),\"prázdniny\",(IF(H6090=6,\"víkend\",IF(H6090=7,\"víkend\",IF(AND(E6090=1,F6090=1),\"prázdniny\",\"všední\")))))","v":"víkend"},18.399999999999999]
[6083,null,null,{"$f":"D6090+1/24","v":"1999-09-11T10:29:59.999"},9,11,11,6,"víkend",19.100000000000001]
[6084,null,null,"1999-09-11T11:29:59.999",9,11,12,6,"víkend",19.399999999999999]
[6085,null,null,"1999-09-11T12:29:59.999",9,11,13,6,"víkend",20.399999999999999]
[6086,null,null,"1999-09-11T13:29:59.999",9,11,14,6,"víkend",21.4]
[6087,null,null,"1999-09-11T14:29:59.999",9,11,15,6,"víkend",21.2]
[6088,null,null,"1999-09-11T15:29:59.999",9,11,16,6,"víkend",20.8]
[6089,null,null,"1999-09-11T16:29:59.999",9,11,17,6,"víkend",20]
[6090,null,null,"1999-09-11T17:29:59.999",9,11,18,6,"víkend",19.100000000000001]
[6091,null,null,"1999-09-11T18:29:59.999",9,11,19,6,"víkend",18.3]
[6092,null,null,"1999-09-11T19:29:59.999",9,11,20,6,"víkend",17.100000000000001]
[6093,null,null,"1999-09-11T20:29:59.999",9,11,21,6,"víkend",16.5]
[6094,null,null,"1999-09-11T21:29:59.999",9,11,22,6,"víkend",15.9]
[6095,null,null,"1999-09-11T22:29:59.999",9,11,23,6,"víkend",14.9]
[6096,null,null,"1999-09-11T23:29:59.999",9,11,24,6,"víkend",13.9]
[6097,null,null,"1999-09-12T00:29:59.999",9,12,1,7,"víkend",13.5]
[6098,null,null,"1999-09-12T01:29:59.999",9,12,2,7,"víkend",15]
[6099,null,null,"1999-09-12T02:29:59.999",9,12,3,7,"víkend",14.6]
[6100,null,null,"1999-09-12T03:29:59.999",9,12,4,7,"víkend",14.7]
[6101,null,null,"1999-09-12T04:29:59.999",9,12,5,7,"víkend",13.8]
[6102,null,null,"1999-09-12T05:29:59.999",9,12,6,7,"víkend",13]
[6103,null,null,"1999-09-12T06:29:59.999",9,12,7,7,"víkend",14.2]
[6104,null,null,"1999-09-12T07:29:59.999",9,12,8,7,"víkend",15.5]
[6105,null,null,"1999-09-12T08:29:59.999",9,12,9,7,"víkend",16.3]
[6106,null,null,"1999-09-12T09:29:59.999",9,12,{"$f":"G6090","v":10},7,"víkend",17.399999999999999]
[6107,null,null,"1999-09-12T10:29:59.999",9,12,11,7,"víkend",19.100000000000001]
[6108,null,null,"1999-09-12T11:29:59.999",9,12,12,7,"víkend",20.7]
[6109,null,null,"1999-09-12T12:29:59.999",9,12,13,7,"víkend",22]
[6110,null,null,"1999-09-12T13:29:59.999",9,12,14,7,"víkend",22.1]
[6111,null,null,"1999-09-12T14:29:59.999",9,12,15,7,"víkend",22.6]
[6112,null,null,"1999-09-12T15:29:59.999",9,12,16,7,"víkend",22.4]
[6113,null,null,"1999-09-12T16:29:59.999",9,12,17,7,"víkend",21.6]
[6114,null,null,"1999-09-12T17:29:59.999",9,12,18,7,"víkend",20.399999999999999]
[6115,null,null,"1999-09-12T18:29:59.999",9,12,19,7,"víkend",20.100000000000001]
[6116,null,null,"1999-09-12T19:29:59.999",9,12,20,7,"víkend",18.8]
[6117,null,null,"1999-09-12T20:29:59.999",9,12,21,7,"víkend",18.399999999999999]
[6118,null,null,"1999-09-12T21:29:59.999",9,12,22,7,"víkend",18.399999999999999]
[6119,null,null,"1999-09-12T22:29:59.999",9,12,23,7,"víkend",17.600000000000001]
[6120,null,null,"1999-09-12T23:29:59.999",9,12,24,7,"víkend",17.5]
[6121,null,null,"1999-09-13T00:29:59.999",9,13,1,1,"všední",17.100000000000001]
[6122,null,null,"1999-09-13T01:29:59.999",9,13,2,1,"všední",16.3]
[6123,null,null,"1999-09-13T02:29:59.999",9,13,3,1,"všední",16.100000000000001]
[6124,null,null,"1999-09-13T03:29:59.999",9,13,4,1,"všední",15.8]
[6125,null,null,"1999-09-13T04:29:59.999",9,13,5,1,"všední",15.4]
[6126,null,null,"1999-09-13T05:29:59.999",9,13,6,1,"všední",15.3]
[6127,null,null,"1999-09-13T06:29:59.999",9,13,7,1,"všední",15.8]
[6128,null,null,"1999-09-13T07:29:59.999",9,13,8,1,"všední",18]
[6129,null,null,"1999-09-13T08:29:59.999",9,13,9,1,"všední",18.600000000000001]
[6130,null,null,"1999-09-13T09:29:59.999",9,13,10,1,"všední",19.3]
[6131,null,null,"1999-09-13T10:29:59.999",9,13,11,1,"všední",19.5]
[6132,null,null,"1999-09-13T11:29:59.999",9,13,12,1,"všední",20.2]
[6133,null,null,"1999-09-13T12:29:59.999",9,13,13,1,"všední",21.8]
[6134,null,null,"1999-09-13T13:29:59.999",9,13,14,1,"všední",22.1]
[6135,null,null,"1999-09-13T14:29:59.999",9,13,15,1,"všední",22.7]
[6136,null,null,"1999-09-13T15:29:59.999",9,13,16,1,"všední",22.8]
[6137,null,null,"1999-09-13T16:29:59.999",9,13,17,1,"všední",22.6]
[6138,null,null,"1999-09-13T17:29:59.999",9,13,18,1,"všední",21]
[6139,null,null,"1999-09-13T18:29:59.999",9,13,19,1,"všední",19.7]
[6140,null,null,"1999-09-13T19:29:59.999",9,13,20,1,"všední",19.8]
[6141,null,null,"1999-09-13T20:29:59.999",9,13,21,1,"všední",18.8]
[6142,null,null,"1999-09-13T21:29:59.999",9,13,22,1,"všední",17.8]
[6143,null,null,"1999-09-13T22:29:59.999",9,13,23,1,"všední",16.600000000000001]
[6144,null,null,"1999-09-13T23:29:59.999",9,13,24,1,"všední",16.399999999999999]
[6145,null,null,"1999-09-14T00:29:59.999",9,14,1,2,"všední",16.600000000000001]
[6146,null,null,"1999-09-14T01:29:59.999",9,14,2,{"$f":"WEEKDAY(D6154-1)","v":2},{"$f":"IF(OR(E6154=7,E6154=8),\"prázdniny\",(IF(H6154=6,\"víkend\",IF(H6154=7,\"víkend\",IF(AND(E6154=1,F6154=1),\"prázdniny\",\"všední\")))))","v":"všední"},16.399999999999999]
[6147,null,null,{"$f":"D6154+1/24","v":"1999-09-14T02:29:59.999"},9,14,3,2,"všední",15.9]
[6148,null,null,"1999-09-14T03:29:59.999",9,14,4,2,"všední",15.4]
[6149,null,null,"1999-09-14T04:29:59.999",9,14,5,2,"všední",15.2]
[6150,null,null,"1999-09-14T05:29:59.999",9,14,6,2,"všední",15.2]
[6151,null,null,"1999-09-14T06:29:59.999",9,14,7,2,"všední",15.4]
[6152,null,null,"1999-09-14T07:29:59.999",9,14,8,2,"všední",15]
[6153,null,null,"1999-09-14T08:29:59.999",9,14,9,2,"všední",15.2]
[6154,null,null,"1999-09-14T09:29:59.999",9,14,10,2,"všední",15.3]
[6155,null,null,"1999-09-14T10:29:59.999",9,14,11,2,"všední",15.8]
[6156,null,null,"1999-09-14T11:29:59.999",9,14,12,2,"všední",16]
[6157,null,null,"1999-09-14T12:29:59.999",9,14,13,2,"všední",16.100000000000001]
[6158,null,null,"1999-09-14T13:29:59.999",9,14,14,2,"všední",16.100000000000001]
[6159,null,null,"1999-09-14T14:29:59.999",9,14,15,2,"všední",15.7]
[6160,null,null,"1999-09-14T15:29:59.999",9,14,16,2,"všední",15.3]
[6161,null,null,"1999-09-14T16:29:59.999",9,14,17,2,"všední",14.6]
[6162,null,null,"1999-09-14T17:29:59.999",9,14,18,2,"všední",14.2]
[6163,null,null,"1999-09-14T18:29:59.999",9,14,19,2,"všední",14]
[6164,null,null,"1999-09-14T19:29:59.999",9,14,20,2,"všední",13.5]
[6165,null,null,"1999-09-14T20:29:59.999",9,14,21,2,"všední",13.1]
[6166,null,null,"1999-09-14T21:29:59.999",9,14,22,2,"všední",13]
[6167,null,null,"1999-09-14T22:29:59.999",9,14,23,2,"všední",12.7]
[6168,null,null,"1999-09-14T23:29:59.999",9,14,24,2,"všední",12.6]
[6169,null,null,"1999-09-15T00:29:59.999",9,15,1,3,"všední",12.4]
[6170,null,null,"1999-09-15T01:29:59.999",9,15,{"$f":"G6154","v":2},3,"všední",12.3]
[6171,null,null,"1999-09-15T02:29:59.999",9,15,3,3,"všední",12.3]
[6172,null,null,"1999-09-15T03:29:59.999",9,15,4,3,"všední",12]
[6173,null,null,"1999-09-15T04:29:59.999",9,15,5,3,"všední",11.9]
[6174,null,null,"1999-09-15T05:29:59.999",9,15,6,3,"všední",11.8]
[6175,null,null,"1999-09-15T06:29:59.999",9,15,7,3,"všední",11.8]
[6176,null,null,"1999-09-15T07:29:59.999",9,15,8,3,"všední",11.9]
[6177,null,null,"1999-09-15T08:29:59.999",9,15,9,3,"všední",11.9]
[6178,null,null,"1999-09-15T09:29:59.999",9,15,10,3,"všední",12]
[6179,null,null,"1999-09-15T10:29:59.999",9,15,11,3,"všední",12.1]
[6180,null,null,"1999-09-15T11:29:59.999",9,15,12,3,"všední",12.1]
[6181,null,null,"1999-09-15T12:29:59.999",9,15,13,3,"všední",12.3]
[6182,null,null,"1999-09-15T13:29:59.999",9,15,14,3,"všední",12.3]
[6183,null,null,"1999-09-15T14:29:59.999",9,15,15,3,"všední",11.8]
[6184,null,null,"1999-09-15T15:29:59.999",9,15,16,3,"všední",12.3]
[6185,null,null,"1999-09-15T16:29:59.999",9,15,17,3,"všední",12.2]
[6186,null,null,"1999-09-15T17:29:59.999",9,15,18,3,"všední",12]
[6187,null,null,"1999-09-15T18:29:59.999",9,15,19,3,"všední",11.6]
[6188,null,null,"1999-09-15T19:29:59.999",9,15,20,3,"všední",11.5]
[6189,null,null,"1999-09-15T20:29:59.999",9,15,21,3,"všední",11.3]
[6190,null,null,"1999-09-15T21:29:59.999",9,15,22,3,"všední",11]
[6191,null,null,"1999-09-15T22:29:59.999",9,15,23,3,"všední",10.7]
[6192,null,null,"1999-09-15T23:29:59.999",9,15,24,3,"všední",10.4]
[6193,null,null,"1999-09-16T00:29:59.999",9,16,1,4,"všední",10.1]
[6194,null,null,"1999-09-16T01:29:59.999",9,16,2,4,"všední",9.6]
[6195,null,null,"1999-09-16T02:29:59.999",9,16,3,4,"všední",9.1999999999999993]
[6196,null,null,"1999-09-16T03:29:59.999",9,16,4,4,"všední",9]
[6197,null,null,"1999-09-16T04:29:59.999",9,16,5,4,"všední",8.9]
[6198,null,null,"1999-09-16T05:29:59.999",9,16,6,4,"všední",9.3000000000000007]
[6199,null,null,"1999-09-16T06:29:59.999",9,16,7,4,"všední",9.4]
[6200,null,null,"1999-09-16T07:29:59.999",9,16,8,4,"všední",9.8000000000000007]
[6201,null,null,"1999-09-16T08:29:59.999",9,16,9,4,"všední",11.3]
[6202,null,null,"1999-09-16T09:29:59.999",9,16,10,4,"všední",13.2]
[6203,null,null,"1999-09-16T10:29:59.999",9,16,11,4,"všední",15.2]
[6204,null,null,"1999-09-16T11:29:59.999",9,16,12,4,"všední",16.5]
[6205,null,null,"1999-09-16T12:29:59.999",9,16,13,4,"všední",18.2]
[6206,null,null,"1999-09-16T13:29:59.999",9,16,14,4,"všední",18.600000000000001]
[6207,null,null,"1999-09-16T14:29:59.999",9,16,15,4,"všední",19.100000000000001]
[6208,null,null,"1999-09-16T15:29:59.999",9,16,16,4,"všední",19.5]
[6209,null,null,"1999-09-16T16:29:59.999",9,16,17,4,"všední",17.899999999999999]
[6210,null,null,"1999-09-16T17:29:59.999",9,16,18,{"$f":"WEEKDAY(D6218-1)","v":4},{"$f":"IF(OR(E6218=7,E6218=8),\"prázdniny\",(IF(H6218=6,\"víkend\",IF(H6218=7,\"víkend\",IF(AND(E6218=1,F6218=1),\"prázdniny\",\"všední\")))))","v":"všední"},16.399999999999999]
[6211,null,null,{"$f":"D6218+1/24","v":"1999-09-16T18:29:59.999"},9,16,19,4,"všední",14.7]
[6212,null,null,"1999-09-16T19:29:59.999",9,16,20,4,"všední",13.5]
[6213,null,null,"1999-09-16T20:29:59.999",9,16,21,4,"všední",12.1]
[6214,null,null,"1999-09-16T21:29:59.999",9,16,22,4,"všední",11.2]
[6215,null,null,"1999-09-16T22:29:59.999",9,16,23,4,"všední",10.6]
[6216,null,null,"1999-09-16T23:29:59.999",9,16,24,4,"všední",9.8000000000000007]
[6217,null,null,"1999-09-17T00:29:59.999",9,17,1,5,"všední",9]
[6218,null,null,"1999-09-17T01:29:59.999",9,17,2,5,"všední",8.1999999999999993]
[6219,null,null,"1999-09-17T02:29:59.999",9,17,3,5,"všední",7.9]
[6220,null,null,"1999-09-17T03:29:59.999",9,17,4,5,"všední",7.5]
[6221,null,null,"1999-09-17T04:29:59.999",9,17,5,5,"všední",8]
[6222,null,null,"1999-09-17T05:29:59.999",9,17,6,5,"všední",8]
[6223,null,null,"1999-09-17T06:29:59.999",9,17,7,5,"všední",8.1]
[6224,null,null,"1999-09-17T07:29:59.999",9,17,8,5,"všední",8.4]
[6225,null,null,"1999-09-17T08:29:59.999",9,17,9,5,"všední",8.6999999999999993]
[6226,null,null,"1999-09-17T09:29:59.999",9,17,10,5,"všední",9.6]
[6227,null,null,"1999-09-17T10:29:59.999",9,17,11,5,"všední",11.3]
[6228,null,null,"1999-09-17T11:29:59.999",9,17,12,5,"všední",14.9]
[6229,null,null,"1999-09-17T12:29:59.999",9,17,13,5,"všední",18.2]
[6230,null,null,"1999-09-17T13:29:59.999",9,17,14,5,"všední",19.600000000000001]
[6231,null,null,"1999-09-17T14:29:59.999",9,17,15,5,"všední",19.3]
[6232,null,null,"1999-09-17T15:29:59.999",9,17,16,5,"všední",19.3]
[6233,null,null,"1999-09-17T16:29:59.999",9,17,17,5,"všední",18.7]
[6234,null,null,"1999-09-17T17:29:59.999",9,17,{"$f":"G6218","v":18},5,"všední",17.3]
[6235,null,null,"1999-09-17T18:29:59.999",9,17,19,5,"všední",15.4]
[6236,null,null,"1999-09-17T19:29:59.999",9,17,20,5,"všední",14.1]
[6237,null,null,"1999-09-17T20:29:59.999",9,17,21,5,"všední",12.9]
[6238,null,null,"1999-09-17T21:29:59.999",9,17,22,5,"všední",11]
[6239,null,null,"1999-09-17T22:29:59.999",9,17,23,5,"všední",10]
[6240,null,null,"1999-09-17T23:29:59.999",9,17,24,5,"všední",9.5]
[6241,null,null,"1999-09-18T00:29:59.999",9,18,1,6,"víkend",8.9]
[6242,null,null,"1999-09-18T01:29:59.999",9,18,2,6,"víkend",8.5]
[6243,null,null,"1999-09-18T02:29:59.999",9,18,3,6,"víkend",7.8]
[6244,null,null,"1999-09-18T03:29:59.999",9,18,4,6,"víkend",7]
[6245,null,null,"1999-09-18T04:29:59.999",9,18,5,6,"víkend",6.7]
[6246,null,null,"1999-09-18T05:29:59.999",9,18,6,6,"víkend",6.4]
[6247,null,null,"1999-09-18T06:29:59.999",9,18,7,6,"víkend",7.4]
[6248,null,null,"1999-09-18T07:29:59.999",9,18,8,6,"víkend",8.4]
[6249,null,null,"1999-09-18T08:29:59.999",9,18,9,6,"víkend",10]
[6250,null,null,"1999-09-18T09:29:59.999",9,18,10,6,"víkend",12.3]
[6251,null,null,"1999-09-18T10:29:59.999",9,18,11,6,"víkend",16]
[6252,null,null,"1999-09-18T11:29:59.999",9,18,12,6,"víkend",18.5]
[6253,null,null,"1999-09-18T12:29:59.999",9,18,13,6,"víkend",19.2]
[6254,null,null,"1999-09-18T13:29:59.999",9,18,14,6,"víkend",19.399999999999999]
[6255,null,null,"1999-09-18T14:29:59.999",9,18,15,6,"víkend",19.8]
[6256,null,null,"1999-09-18T15:29:59.999",9,18,16,6,"víkend",19.5]
[6257,null,null,"1999-09-18T16:29:59.999",9,18,17,6,"víkend",18.399999999999999]
[6258,null,null,"1999-09-18T17:29:59.999",9,18,18,6,"víkend",17.2]
[6259,null,null,"1999-09-18T18:29:59.999",9,18,19,6,"víkend",15.8]
[6260,null,null,"1999-09-18T19:29:59.999",9,18,20,6,"víkend",15]
[6261,null,null,"1999-09-18T20:29:59.999",9,18,21,6,"víkend",13.4]
[6262,null,null,"1999-09-18T21:29:59.999",9,18,22,6,"víkend",12.5]
[6263,null,null,"1999-09-18T22:29:59.999",9,18,23,6,"víkend",11.7]
[6264,null,null,"1999-09-18T23:29:59.999",9,18,24,6,"víkend",10.8]
[6265,null,null,"1999-09-19T00:29:59.999",9,19,1,7,"víkend",10.3]
[6266,null,null,"1999-09-19T01:29:59.999",9,19,2,7,"víkend",10.4]
[6267,null,null,"1999-09-19T02:29:59.999",9,19,3,7,"víkend",10.199999999999999]
[6268,null,null,"1999-09-19T03:29:59.999",9,19,4,7,"víkend",9.6999999999999993]
[6269,null,null,"1999-09-19T04:29:59.999",9,19,5,7,"víkend",9.6]
[6270,null,null,"1999-09-19T05:29:59.999",9,19,6,7,"víkend",9.6]
[6271,null,null,"1999-09-19T06:29:59.999",9,19,7,7,"víkend",10]
[6272,null,null,"1999-09-19T07:29:59.999",9,19,8,7,"víkend",10.5]
[6273,null,null,"1999-09-19T08:29:59.999",9,19,9,7,"víkend",11.1]
[6274,null,null,"1999-09-19T09:29:59.999",9,19,10,{"$f":"WEEKDAY(D6282-1)","v":7},{"$f":"IF(OR(E6282=7,E6282=8),\"prázdniny\",(IF(H6282=6,\"víkend\",IF(H6282=7,\"víkend\",IF(AND(E6282=1,F6282=1),\"prázdniny\",\"všední\")))))","v":"víkend"},12.8]
[6275,null,null,{"$f":"D6282+1/24","v":"1999-09-19T10:29:59.999"},9,19,11,7,"víkend",13.4]
[6276,null,null,"1999-09-19T11:29:59.999",9,19,12,7,"víkend",15.1]
[6277,null,null,"1999-09-19T12:29:59.999",9,19,13,7,"víkend",17]
[6278,null,null,"1999-09-19T13:29:59.999",9,19,14,7,"víkend",17.600000000000001]
[6279,null,null,"1999-09-19T14:29:59.999",9,19,15,7,"víkend",18.2]
[6280,null,null,"1999-09-19T15:29:59.999",9,19,16,7,"víkend",18.2]
[6281,null,null,"1999-09-19T16:29:59.999",9,19,17,7,"víkend",17.7]
[6282,null,null,"1999-09-19T17:29:59.999",9,19,18,7,"víkend",17.2]
[6283,null,null,"1999-09-19T18:29:59.999",9,19,19,7,"víkend",16.899999999999999]
[6284,null,null,"1999-09-19T19:29:59.999",9,19,20,7,"víkend",16.8]
[6285,null,null,"1999-09-19T20:29:59.999",9,19,21,7,"víkend",16.7]
[6286,null,null,"1999-09-19T21:29:59.999",9,19,22,7,"víkend",16.7]
[6287,null,null,"1999-09-19T22:29:59.999",9,19,23,7,"víkend",16.2]
[6288,null,null,"1999-09-19T23:29:59.999",9,19,24,7,"víkend",16]
[6289,null,null,"1999-09-20T00:29:59.999",9,20,1,1,"všední",15.5]
[6290,null,null,"1999-09-20T01:29:59.999",9,20,2,1,"všední",14.7]
[6291,null,null,"1999-09-20T02:29:59.999",9,20,3,1,"všední",14.7]
[6292,null,null,"1999-09-20T03:29:59.999",9,20,4,1,"všední",13.7]
[6293,null,null,"1999-09-20T04:29:59.999",9,20,5,1,"všední",13.8]
[6294,null,null,"1999-09-20T05:29:59.999",9,20,6,1,"všední",13.6]
[6295,null,null,"1999-09-20T06:29:59.999",9,20,7,1,"všední",14.1]
[6296,null,null,"1999-09-20T07:29:59.999",9,20,8,1,"všední",14.7]
[6297,null,null,"1999-09-20T08:29:59.999",9,20,9,1,"všední",16.5]
[6298,null,null,"1999-09-20T09:29:59.999",9,20,{"$f":"G6282","v":10},1,"všední",16.3]
[6299,null,null,"1999-09-20T10:29:59.999",9,20,11,1,"všední",17]
[6300,null,null,"1999-09-20T11:29:59.999",9,20,12,1,"všední",17.5]
[6301,null,null,"1999-09-20T12:29:59.999",9,20,13,1,"všední",19.5]
[6302,null,null,"1999-09-20T13:29:59.999",9,20,14,1,"všední",19.899999999999999]
[6303,null,null,"1999-09-20T14:29:59.999",9,20,15,1,"všední",18.100000000000001]
[6304,null,null,"1999-09-20T15:29:59.999",9,20,16,1,"všední",17.8]
[6305,null,null,"1999-09-20T16:29:59.999",9,20,17,1,"všední",16.899999999999999]
[6306,null,null,"1999-09-20T17:29:59.999",9,20,18,1,"všední",14.1]
[6307,null,null,"1999-09-20T18:29:59.999",9,20,19,1,"všední",12.1]
[6308,null,null,"1999-09-20T19:29:59.999",9,20,20,1,"všední",11.7]
[6309,null,null,"1999-09-20T20:29:59.999",9,20,21,1,"všední",10.9]
[6310,null,null,"1999-09-20T21:29:59.999",9,20,22,1,"všední",10.7]
[6311,null,null,"1999-09-20T22:29:59.999",9,20,23,1,"všední",10.4]
[6312,null,null,"1999-09-20T23:29:59.999",9,20,24,1,"všední",10.6]
[6313,null,null,"1999-09-21T00:29:59.999",9,21,1,2,"všední",10.4]
[6314,null,null,"1999-09-21T01:29:59.999",9,21,2,2,"všední",10.199999999999999]
[6315,null,null,"1999-09-21T02:29:59.999",9,21,3,2,"všední",10.1]
[6316,null,null,"1999-09-21T03:29:59.999",9,21,4,2,"všední",10.4]
[6317,null,null,"1999-09-21T04:29:59.999",9,21,5,2,"všední",10.4]
[6318,null,null,"1999-09-21T05:29:59.999",9,21,6,2,"všední",10.5]
[6319,null,null,"1999-09-21T06:29:59.999",9,21,7,2,"všední",10.9]
[6320,null,null,"1999-09-21T07:29:59.999",9,21,8,2,"všední",11.1]
[6321,null,null,"1999-09-21T08:29:59.999",9,21,9,2,"všední",11.5]
[6322,null,null,"1999-09-21T09:29:59.999",9,21,10,2,"všední",11]
[6323,null,null,"1999-09-21T10:29:59.999",9,21,11,2,"všední",11.1]
[6324,null,null,"1999-09-21T11:29:59.999",9,21,12,2,"všední",10.9]
[6325,null,null,"1999-09-21T12:29:59.999",9,21,13,2,"všední",12.3]
[6326,null,null,"1999-09-21T13:29:59.999",9,21,14,2,"všední",12.3]
[6327,null,null,"1999-09-21T14:29:59.999",9,21,15,2,"všední",12.6]
[6328,null,null,"1999-09-21T15:29:59.999",9,21,16,2,"všední",12.9]
[6329,null,null,"1999-09-21T16:29:59.999",9,21,17,2,"všední",12.4]
[6330,null,null,"1999-09-21T17:29:59.999",9,21,18,2,"všední",12.1]
[6331,null,null,"1999-09-21T18:29:59.999",9,21,19,2,"všední",11.8]
[6332,null,null,"1999-09-21T19:29:59.999",9,21,20,2,"všední",11.7]
[6333,null,null,"1999-09-21T20:29:59.999",9,21,21,2,"všední",11.2]
[6334,null,null,"1999-09-21T21:29:59.999",9,21,22,2,"všední",10.6]
[6335,null,null,"1999-09-21T22:29:59.999",9,21,23,2,"všední",9.4]
[6336,null,null,"1999-09-21T23:29:59.999",9,21,24,2,"všední",9.1]
[6337,null,null,"1999-09-22T00:29:59.999",9,22,1,3,"všední",8.5]
[6338,null,null,"1999-09-22T01:29:59.999",9,22,2,{"$f":"WEEKDAY(D6346-1)","v":3},{"$f":"IF(OR(E6346=7,E6346=8),\"prázdniny\",(IF(H6346=6,\"víkend\",IF(H6346=7,\"víkend\",IF(AND(E6346=1,F6346=1),\"prázdniny\",\"všední\")))))","v":"všední"},8.1]
[6339,null,null,{"$f":"D6346+1/24","v":"1999-09-22T02:29:59.999"},9,22,3,3,"všední",7.8]
[6340,null,null,"1999-09-22T03:29:59.999",9,22,4,3,"všední",7.2]
[6341,null,null,"1999-09-22T04:29:59.999",9,22,5,3,"všední",7.1]
[6342,null,null,"1999-09-22T05:29:59.999",9,22,6,3,"všední",6.8]
[6343,null,null,"1999-09-22T06:29:59.999",9,22,7,3,"všední",7.2]
[6344,null,null,"1999-09-22T07:29:59.999",9,22,8,3,"všední",8.5]
[6345,null,null,"1999-09-22T08:29:59.999",9,22,9,3,"všední",11.2]
[6346,null,null,"1999-09-22T09:29:59.999",9,22,10,3,"všední",13.6]
[6347,null,null,"1999-09-22T10:29:59.999",9,22,11,3,"všední",14.2]
[6348,null,null,"1999-09-22T11:29:59.999",9,22,12,3,"všední",13.8]
[6349,null,null,"1999-09-22T12:29:59.999",9,22,13,3,"všední",15.2]
[6350,null,null,"1999-09-22T13:29:59.999",9,22,14,3,"všední",15.9]
[6351,null,null,"1999-09-22T14:29:59.999",9,22,15,3,"všední",16.5]
[6352,null,null,"1999-09-22T15:29:59.999",9,22,16,3,"všední",15.8]
[6353,null,null,"1999-09-22T16:29:59.999",9,22,17,3,"všední",15]
[6354,null,null,"1999-09-22T17:29:59.999",9,22,18,3,"všední",14.3]
[6355,null,null,"1999-09-22T18:29:59.999",9,22,19,3,"všední",12.2]
[6356,null,null,"1999-09-22T19:29:59.999",9,22,20,3,"všední",12.1]
[6357,null,null,"1999-09-22T20:29:59.999",9,22,21,3,"všední",12]
[6358,null,null,"1999-09-22T21:29:59.999",9,22,22,3,"všední",10.1]
[6359,null,null,"1999-09-22T22:29:59.999",9,22,23,3,"všední",9.1999999999999993]
[6360,null,null,"1999-09-22T23:29:59.999",9,22,24,3,"všední",8.8000000000000007]
[6361,null,null,"1999-09-23T00:29:59.999",9,23,1,4,"všední",8.1999999999999993]
[6362,null,null,"1999-09-23T01:29:59.999",9,23,{"$f":"G6346","v":2},4,"všední",7.5]
[6363,null,null,"1999-09-23T02:29:59.999",9,23,3,4,"všední",7.1]
[6364,null,null,"1999-09-23T03:29:59.999",9,23,4,4,"všední",7.6]
[6365,null,null,"1999-09-23T04:29:59.999",9,23,5,4,"všední",8.1]
[6366,null,null,"1999-09-23T05:29:59.999",9,23,6,4,"všední",8.5]
[6367,null,null,"1999-09-23T06:29:59.999",9,23,7,4,"všední",8.8000000000000007]
[6368,null,null,"1999-09-23T07:29:59.999",9,23,8,4,"všední",9.8000000000000007]
[6369,null,null,"1999-09-23T08:29:59.999",9,23,9,4,"všední",11.4]
[6370,null,null,"1999-09-23T09:29:59.999",9,23,10,4,"všední",12.2]
[6371,null,null,"1999-09-23T10:29:59.999",9,23,11,4,"všední",12.9]
[6372,null,null,"1999-09-23T11:29:59.999",9,23,12,4,"všední",16.399999999999999]
[6373,null,null,"1999-09-23T12:29:59.999",9,23,13,4,"všední",15.6]
[6374,null,null,"1999-09-23T13:29:59.999",9,23,14,4,"všední",15.4]
[6375,null,null,"1999-09-23T14:29:59.999",9,23,15,4,"všední",15.6]
[6376,null,null,"1999-09-23T15:29:59.999",9,23,16,4,"všední",15.8]
[6377,null,null,"1999-09-23T16:29:59.999",9,23,17,4,"všední",14.8]
[6378,null,null,"1999-09-23T17:29:59.999",9,23,18,4,"všední",14.2]
[6379,null,null,"1999-09-23T18:29:59.999",9,23,19,4,"všední",13]
[6380,null,null,"1999-09-23T19:29:59.999",9,23,20,4,"všední",12.8]
[6381,null,null,"1999-09-23T20:29:59.999",9,23,21,4,"všední",12.2]
[6382,null,null,"1999-09-23T21:29:59.999",9,23,22,4,"všední",11.5]
[6383,null,null,"1999-09-23T22:29:59.999",9,23,23,4,"všední",11]
[6384,null,null,"1999-09-23T23:29:59.999",9,23,24,4,"všední",10.9]
[6385,null,null,"1999-09-24T00:29:59.999",9,24,1,5,"všední",10.8]
[6386,null,null,"1999-09-24T01:29:59.999",9,24,2,5,"všední",11.2]
[6387,null,null,"1999-09-24T02:29:59.999",9,24,3,5,"všední",10.3]
[6388,null,null,"1999-09-24T03:29:59.999",9,24,4,5,"všední",10.199999999999999]
[6389,null,null,"1999-09-24T04:29:59.999",9,24,5,5,"všední",10.6]
[6390,null,null,"1999-09-24T05:29:59.999",9,24,6,5,"všední",10.6]
[6391,null,null,"1999-09-24T06:29:59.999",9,24,7,5,"všední",10.6]
[6392,null,null,"1999-09-24T07:29:59.999",9,24,8,5,"všední",11.6]
[6393,null,null,"1999-09-24T08:29:59.999",9,24,9,5,"všední",13]
[6394,null,null,"1999-09-24T09:29:59.999",9,24,10,5,"všední",15.1]
[6395,null,null,"1999-09-24T10:29:59.999",9,24,11,5,"všední",16.3]
[6396,null,null,"1999-09-24T11:29:59.999",9,24,12,5,"všední",17.399999999999999]
[6397,null,null,"1999-09-24T12:29:59.999",9,24,13,5,"všední",18.2]
[6398,null,null,"1999-09-24T13:29:59.999",9,24,14,5,"všední",18.3]
[6399,null,null,"1999-09-24T14:29:59.999",9,24,15,5,"všední",17.5]
[6400,null,null,"1999-09-24T15:29:59.999",9,24,16,5,"všední",18]
[6401,null,null,"1999-09-24T16:29:59.999",9,24,17,5,"všední",17.3]
[6402,null,null,"1999-09-24T17:29:59.999",9,24,18,{"$f":"WEEKDAY(D6410-1)","v":5},{"$f":"IF(OR(E6410=7,E6410=8),\"prázdniny\",(IF(H6410=6,\"víkend\",IF(H6410=7,\"víkend\",IF(AND(E6410=1,F6410=1),\"prázdniny\",\"všední\")))))","v":"všední"},15.8]
[6403,null,null,{"$f":"D6410+1/24","v":"1999-09-24T18:29:59.999"},9,24,19,5,"všední",14.3]
[6404,null,null,"1999-09-24T19:29:59.999",9,24,20,5,"všední",14]
[6405,null,null,"1999-09-24T20:29:59.999",9,24,21,5,"všední",13]
[6406,null,null,"1999-09-24T21:29:59.999",9,24,22,5,"všední",12.9]
[6407,null,null,"1999-09-24T22:29:59.999",9,24,23,5,"všední",12]
[6408,null,null,"1999-09-24T23:29:59.999",9,24,24,5,"všední",11.7]
[6409,null,null,"1999-09-25T00:29:59.999",9,25,1,6,"víkend",10.6]
[6410,null,null,"1999-09-25T01:29:59.999",9,25,2,6,"víkend",9.9]
[6411,null,null,"1999-09-25T02:29:59.999",9,25,3,6,"víkend",9.6]
[6412,null,null,"1999-09-25T03:29:59.999",9,25,4,6,"víkend",9.1]
[6413,null,null,"1999-09-25T04:29:59.999",9,25,5,6,"víkend",8.9]
[6414,null,null,"1999-09-25T05:29:59.999",9,25,6,6,"víkend",8.1999999999999993]
[6415,null,null,"1999-09-25T06:29:59.999",9,25,7,6,"víkend",8.5]
[6416,null,null,"1999-09-25T07:29:59.999",9,25,8,6,"víkend",11]
[6417,null,null,"1999-09-25T08:29:59.999",9,25,9,6,"víkend",11.4]
[6418,null,null,"1999-09-25T09:29:59.999",9,25,10,6,"víkend",12.6]
[6419,null,null,"1999-09-25T10:29:59.999",9,25,11,6,"víkend",16.399999999999999]
[6420,null,null,"1999-09-25T11:29:59.999",9,25,12,6,"víkend",18.2]
[6421,null,null,"1999-09-25T12:29:59.999",9,25,13,6,"víkend",19]
[6422,null,null,"1999-09-25T13:29:59.999",9,25,14,6,"víkend",18.100000000000001]
[6423,null,null,"1999-09-25T14:29:59.999",9,25,15,6,"víkend",18.2]
[6424,null,null,"1999-09-25T15:29:59.999",9,25,16,6,"víkend",19]
[6425,null,null,"1999-09-25T16:29:59.999",9,25,17,6,"víkend",17.600000000000001]
[6426,null,null,"1999-09-25T17:29:59.999",9,25,{"$f":"G6410","v":18},6,"víkend",14.7]
[6427,null,null,"1999-09-25T18:29:59.999",9,25,19,6,"víkend",13]
[6428,null,null,"1999-09-25T19:29:59.999",9,25,20,6,"víkend",12.6]
[6429,null,null,"1999-09-25T20:29:59.999",9,25,21,6,"víkend",11.8]
[6430,null,null,"1999-09-25T21:29:59.999",9,25,22,6,"víkend",11.6]
[6431,null,null,"1999-09-25T22:29:59.999",9,25,23,6,"víkend",10.8]
[6432,null,null,"1999-09-25T23:29:59.999",9,25,24,6,"víkend",10.4]
[6433,null,null,"1999-09-26T00:29:59.999",9,26,1,7,"víkend",10]
[6434,null,null,"1999-09-26T01:29:59.999",9,26,2,7,"víkend",9.6]
[6435,null,null,"1999-09-26T02:29:59.999",9,26,3,7,"víkend",9]
[6436,null,null,"1999-09-26T03:29:59.999",9,26,4,7,"víkend",9.4]
[6437,null,null,"1999-09-26T04:29:59.999",9,26,5,7,"víkend",9.4]
[6438,null,null,"1999-09-26T05:29:59.999",9,26,6,7,"víkend",8.6999999999999993]
[6439,null,null,"1999-09-26T06:29:59.999",9,26,7,7,"víkend",9.1999999999999993]
[6440,null,null,"1999-09-26T07:29:59.999",9,26,8,7,"víkend",10.8]
[6441,null,null,"1999-09-26T08:29:59.999",9,26,9,7,"víkend",12.9]
[6442,null,null,"1999-09-26T09:29:59.999",9,26,10,7,"víkend",13.6]
[6443,null,null,"1999-09-26T10:29:59.999",9,26,11,7,"víkend",14.1]
[6444,null,null,"1999-09-26T11:29:59.999",9,26,12,7,"víkend",16]
[6445,null,null,"1999-09-26T12:29:59.999",9,26,13,7,"víkend",17]
[6446,null,null,"1999-09-26T13:29:59.999",9,26,14,7,"víkend",17.899999999999999]
[6447,null,null,"1999-09-26T14:29:59.999",9,26,15,7,"víkend",16.100000000000001]
[6448,null,null,"1999-09-26T15:29:59.999",9,26,16,7,"víkend",16.2]
[6449,null,null,"1999-09-26T16:29:59.999",9,26,17,7,"víkend",15.6]
[6450,null,null,"1999-09-26T17:29:59.999",9,26,18,7,"víkend",14.6]
[6451,null,null,"1999-09-26T18:29:59.999",9,26,19,7,"víkend",13.4]
[6452,null,null,"1999-09-26T19:29:59.999",9,26,20,7,"víkend",12.8]
[6453,null,null,"1999-09-26T20:29:59.999",9,26,21,7,"víkend",13.2]
[6454,null,null,"1999-09-26T21:29:59.999",9,26,22,7,"víkend",13.4]
[6455,null,null,"1999-09-26T22:29:59.999",9,26,23,7,"víkend",13.5]
[6456,null,null,"1999-09-26T23:29:59.999",9,26,24,7,"víkend",12.2]
[6457,null,null,"1999-09-27T00:29:59.999",9,27,1,1,"všední",12.2]
[6458,null,null,"1999-09-27T01:29:59.999",9,27,2,1,"všední",11.9]
[6459,null,null,"1999-09-27T02:29:59.999",9,27,3,1,"všední",11.8]
[6460,null,null,"1999-09-27T03:29:59.999",9,27,4,1,"všední",11.6]
[6461,null,null,"1999-09-27T04:29:59.999",9,27,5,1,"všední",11.8]
[6462,null,null,"1999-09-27T05:29:59.999",9,27,6,1,"všední",11.6]
[6463,null,null,"1999-09-27T06:29:59.999",9,27,7,1,"všední",11.4]
[6464,null,null,"1999-09-27T07:29:59.999",9,27,8,1,"všední",12.2]
[6465,null,null,"1999-09-27T08:29:59.999",9,27,9,1,"všední",12.1]
[6466,null,null,"1999-09-27T09:29:59.999",9,27,10,{"$f":"WEEKDAY(D6474-1)","v":1},{"$f":"IF(OR(E6474=7,E6474=8),\"prázdniny\",(IF(H6474=6,\"víkend\",IF(H6474=7,\"víkend\",IF(AND(E6474=1,F6474=1),\"prázdniny\",\"všední\")))))","v":"všední"},12.8]
[6467,null,null,{"$f":"D6474+1/24","v":"1999-09-27T10:29:59.999"},9,27,11,1,"všední",14]
[6468,null,null,"1999-09-27T11:29:59.999",9,27,12,1,"všední",14.8]
[6469,null,null,"1999-09-27T12:29:59.999",9,27,13,1,"všední",14.6]
[6470,null,null,"1999-09-27T13:29:59.999",9,27,14,1,"všední",15.4]
[6471,null,null,"1999-09-27T14:29:59.999",9,27,15,1,"všední",15.2]
[6472,null,null,"1999-09-27T15:29:59.999",9,27,16,1,"všední",14.1]
[6473,null,null,"1999-09-27T16:29:59.999",9,27,17,1,"všední",13.3]
[6474,null,null,"1999-09-27T17:29:59.999",9,27,18,1,"všední",13.2]
[6475,null,null,"1999-09-27T18:29:59.999",9,27,19,1,"všední",13.3]
[6476,null,null,"1999-09-27T19:29:59.999",9,27,20,1,"všední",13.5]
[6477,null,null,"1999-09-27T20:29:59.999",9,27,21,1,"všední",13.5]
[6478,null,null,"1999-09-27T21:29:59.999",9,27,22,1,"všední",13.2]
[6479,null,null,"1999-09-27T22:29:59.999",9,27,23,1,"všední",12.9]
[6480,null,null,"1999-09-27T23:29:59.999",9,27,24,1,"všední",13]
[6481,null,null,"1999-09-28T00:29:59.999",9,28,1,2,"všední",11.3]
[6482,null,null,"1999-09-28T01:29:59.999",9,28,2,2,"všední",10.3]
[6483,null,null,"1999-09-28T02:29:59.999",9,28,3,2,"všední",9.1999999999999993]
[6484,null,null,"1999-09-28T03:29:59.999",9,28,4,2,"všední",8.3000000000000007]
[6485,null,null,"1999-09-28T04:29:59.999",9,28,5,2,"všední",8]
[6486,null,null,"1999-09-28T05:29:59.999",9,28,6,2,"všední",7.2]
[6487,null,null,"1999-09-28T06:29:59.999",9,28,7,2,"všední",6.9]
[6488,null,null,"1999-09-28T07:29:59.999",9,28,8,2,"všední",8.9]
[6489,null,null,"1999-09-28T08:29:59.999",9,28,9,2,"všední",8.9]
[6490,null,null,"1999-09-28T09:29:59.999",9,28,{"$f":"G6474","v":10},2,"všední",9.4]
[6491,null,null,"1999-09-28T10:29:59.999",9,28,11,2,"všední",10.199999999999999]
[6492,null,null,"1999-09-28T11:29:59.999",9,28,12,2,"všední",11.5]
[6493,null,null,"1999-09-28T12:29:59.999",9,28,13,2,"všední",12.8]
[6494,null,null,"1999-09-28T13:29:59.999",9,28,14,2,"všední",12.9]
[6495,null,null,"1999-09-28T14:29:59.999",9,28,15,2,"všední",12.1]
[6496,null,null,"1999-09-28T15:29:59.999",9,28,16,2,"všední",12.1]
[6497,null,null,"1999-09-28T16:29:59.999",9,28,17,2,"všední",11.1]
[6498,null,null,"1999-09-28T17:29:59.999",9,28,18,2,"všední",10.3]
[6499,null,null,"1999-09-28T18:29:59.999",9,28,19,2,"všední",9]
[6500,null,null,"1999-09-28T19:29:59.999",9,28,20,2,"všední",8.3000000000000007]
[6501,null,null,"1999-09-28T20:29:59.999",9,28,21,2,"všední",7.8]
[6502,null,null,"1999-09-28T21:29:59.999",9,28,22,2,"všední",6.7]
[6503,null,null,"1999-09-28T22:29:59.999",9,28,23,2,"všední",6.3]
[6504,null,null,"1999-09-28T23:29:59.999",9,28,24,2,"všední",4.9000000000000004]
[6505,null,null,"1999-09-29T00:29:59.999",9,29,1,3,"všední",5.3]
[6506,null,null,"1999-09-29T01:29:59.999",9,29,2,3,"všední",4.2]
[6507,null,null,"1999-09-29T02:29:59.999",9,29,3,3,"všední",3.7]
[6508,null,null,"1999-09-29T03:29:59.999",9,29,4,3,"všední",3.3]
[6509,null,null,"1999-09-29T04:29:59.999",9,29,5,3,"všední",3.9]
[6510,null,null,"1999-09-29T05:29:59.999",9,29,6,3,"všední",4.2]
[6511,null,null,"1999-09-29T06:29:59.999",9,29,7,3,"všední",4.4000000000000004]
[6512,null,null,"1999-09-29T07:29:59.999",9,29,8,3,"všední",5.3]
[6513,null,null,"1999-09-29T08:29:59.999",9,29,9,3,"všední",7.5]
[6514,null,null,"1999-09-29T09:29:59.999",9,29,10,3,"všední",9.5]
[6515,null,null,"1999-09-29T10:29:59.999",9,29,11,3,"všední",9.8000000000000007]
[6516,null,null,"1999-09-29T11:29:59.999",9,29,12,3,"všední",11.1]
[6517,null,null,"1999-09-29T12:29:59.999",9,29,13,3,"všední",11.8]
[6518,null,null,"1999-09-29T13:29:59.999",9,29,14,3,"všední",11.6]
[6519,null,null,"1999-09-29T14:29:59.999",9,29,15,3,"všední",12]
[6520,null,null,"1999-09-29T15:29:59.999",9,29,16,3,"všední",11.6]
[6521,null,null,"1999-09-29T16:29:59.999",9,29,17,3,"všední",10]
[6522,null,null,"1999-09-29T17:29:59.999",9,29,18,3,"všední",9.6]
[6523,null,null,"1999-09-29T18:29:59.999",9,29,19,3,"všední",8.6999999999999993]
[6524,null,null,"1999-09-29T19:29:59.999",9,29,20,3,"všední",8.4]
[6525,null,null,"1999-09-29T20:29:59.999",9,29,21,3,"všední",8.1999999999999993]
[6526,null,null,"1999-09-29T21:29:59.999",9,29,22,3,"všední",7.3]
[6527,null,null,"1999-09-29T22:29:59.999",9,29,23,3,"všední",6.6]
[6528,null,null,"1999-09-29T23:29:59.999",9,29,24,3,"všední",5.7]
[6529,null,null,"1999-09-30T00:29:59.999",9,30,1,4,"všední",5.8]
[6530,null,null,"1999-09-30T01:29:59.999",9,30,2,{"$f":"WEEKDAY(D6538-1)","v":4},{"$f":"IF(OR(E6538=7,E6538=8),\"prázdniny\",(IF(H6538=6,\"víkend\",IF(H6538=7,\"víkend\",IF(AND(E6538=1,F6538=1),\"prázdniny\",\"všední\")))))","v":"všední"},5.8]
[6531,null,null,{"$f":"D6538+1/24","v":"1999-09-30T02:29:59.999"},9,30,3,4,"všední",6.1]
[6532,null,null,"1999-09-30T03:29:59.999",9,30,4,4,"všední",5.5]
[6533,null,null,"1999-09-30T04:29:59.999",9,30,5,4,"všední",5.7]
[6534,null,null,"1999-09-30T05:29:59.999",9,30,6,4,"všední",5.9]
[6535,null,null,"1999-09-30T06:29:59.999",9,30,7,4,"všední",6.1]
[6536,null,null,"1999-09-30T07:29:59.999",9,30,8,4,"všední",6.6]
[6537,null,null,"1999-09-30T08:29:59.999",9,30,9,4,"všední",8]
[6538,null,null,"1999-09-30T09:29:59.999",9,30,10,4,"všední",8.3000000000000007]
[6539,null,null,"1999-09-30T10:29:59.999",9,30,11,4,"všední",9.3000000000000007]
[6540,null,null,"1999-09-30T11:29:59.999",9,30,12,4,"všední",10.4]
[6541,null,null,"1999-09-30T12:29:59.999",9,30,13,4,"všední",9.3000000000000007]
[6542,null,null,"1999-09-30T13:29:59.999",9,30,14,4,"všední",9.8000000000000007]
[6543,null,null,"1999-09-30T14:29:59.999",9,30,15,4,"všední",9.4]
[6544,null,null,"1999-09-30T15:29:59.999",9,30,16,4,"všední",9.1]
[6545,null,null,"1999-09-30T16:29:59.999",9,30,17,4,"všední",8.4]
[6546,null,null,"1999-09-30T17:29:59.999",9,30,18,4,"všední",7.8]
[6547,null,null,"1999-09-30T18:29:59.999",9,30,19,4,"všední",7.4]
[6548,null,null,"1999-09-30T19:29:59.999",9,30,20,4,"všední",7.6]
[6549,null,null,"1999-09-30T20:29:59.999",9,30,21,4,"všední",7.2]
[6550,null,null,"1999-09-30T21:29:59.999",9,30,22,4,"všední",4.5999999999999996]
[6551,null,null,"1999-09-30T22:29:59.999",9,30,23,4,"všední",4.0999999999999996]
[6552,null,null,"1999-09-30T23:29:59.999",9,30,24,4,"všední",4.0999999999999996]
[6553,null,null,"1999-10-01T00:29:59.999",10,1,1,5,"všední",3.7]
[6554,null,null,"1999-10-01T01:29:59.999",10,1,{"$f":"G6538","v":2},5,"všední",3.2]
[6555,null,null,"1999-10-01T02:29:59.999",10,1,3,5,"všední",2.7]
[6556,null,null,"1999-10-01T03:29:59.999",10,1,4,5,"všední",2.2000000000000002]
[6557,null,null,"1999-10-01T04:29:59.999",10,1,5,5,"všední",1.9]
[6558,null,null,"1999-10-01T05:29:59.999",10,1,6,5,"všední",1.8]
[6559,null,null,"1999-10-01T06:29:59.999",10,1,7,5,"všední",2.4]
[6560,null,null,"1999-10-01T07:29:59.999",10,1,8,5,"všední",3.2]
[6561,null,null,"1999-10-01T08:29:59.999",10,1,9,5,"všední",4.4000000000000004]
[6562,null,null,"1999-10-01T09:29:59.999",10,1,10,5,"všední",5]
[6563,null,null,"1999-10-01T10:29:59.999",10,1,11,5,"všední",7.8]
[6564,null,null,"1999-10-01T11:29:59.999",10,1,12,5,"všední",12.2]
[6565,null,null,"1999-10-01T12:29:59.999",10,1,13,5,"všední",12.8]
[6566,null,null,"1999-10-01T13:29:59.999",10,1,14,5,"všední",13]
[6567,null,null,"1999-10-01T14:29:59.999",10,1,15,5,"všední",13]
[6568,null,null,"1999-10-01T15:29:59.999",10,1,16,5,"všední",12.6]
[6569,null,null,"1999-10-01T16:29:59.999",10,1,17,5,"všední",11]
[6570,null,null,"1999-10-01T17:29:59.999",10,1,18,5,"všední",10.7]
[6571,null,null,"1999-10-01T18:29:59.999",10,1,19,5,"všední",9.6]
[6572,null,null,"1999-10-01T19:29:59.999",10,1,20,5,"všední",8.6]
[6573,null,null,"1999-10-01T20:29:59.999",10,1,21,5,"všední",7.6]
[6574,null,null,"1999-10-01T21:29:59.999",10,1,22,5,"všední",6.5]
[6575,null,null,"1999-10-01T22:29:59.999",10,1,23,5,"všední",5.9]
[6576,null,null,"1999-10-01T23:29:59.999",10,1,24,5,"všední",5.4]
[6577,null,null,"1999-10-02T00:29:59.999",10,2,1,6,"víkend",4.8]
[6578,null,null,"1999-10-02T01:29:59.999",10,2,2,6,"víkend",4.2]
[6579,null,null,"1999-10-02T02:29:59.999",10,2,3,6,"víkend",3.5]
[6580,null,null,"1999-10-02T03:29:59.999",10,2,4,6,"víkend",2.9]
[6581,null,null,"1999-10-02T04:29:59.999",10,2,5,6,"víkend",2.2000000000000002]
[6582,null,null,"1999-10-02T05:29:59.999",10,2,6,6,"víkend",1]
[6583,null,null,"1999-10-02T06:29:59.999",10,2,7,6,"víkend",3.4]
[6584,null,null,"1999-10-02T07:29:59.999",10,2,8,6,"víkend",4.0999999999999996]
[6585,null,null,"1999-10-02T08:29:59.999",10,2,9,6,"víkend",6.9]
[6586,null,null,"1999-10-02T09:29:59.999",10,2,10,6,"víkend",9.1999999999999993]
[6587,null,null,"1999-10-02T10:29:59.999",10,2,11,6,"víkend",10.4]
[6588,null,null,"1999-10-02T11:29:59.999",10,2,12,6,"víkend",11.8]
[6589,null,null,"1999-10-02T12:29:59.999",10,2,13,6,"víkend",12.2]
[6590,null,null,"1999-10-02T13:29:59.999",10,2,14,6,"víkend",12.2]
[6591,null,null,"1999-10-02T14:29:59.999",10,2,15,6,"víkend",12.2]
[6592,null,null,"1999-10-02T15:29:59.999",10,2,16,6,"víkend",12.2]
[6593,null,null,"1999-10-02T16:29:59.999",10,2,17,6,"víkend",11]
[6594,null,null,"1999-10-02T17:29:59.999",10,2,18,{"$f":"WEEKDAY(D6602-1)","v":6},{"$f":"IF(OR(E6602=7,E6602=8),\"prázdniny\",(IF(H6602=6,\"víkend\",IF(H6602=7,\"víkend\",IF(AND(E6602=1,F6602=1),\"prázdniny\",\"všední\")))))","v":"víkend"},10]
[6595,null,null,{"$f":"D6602+1/24","v":"1999-10-02T18:29:59.999"},10,2,19,6,"víkend",8.1]
[6596,null,null,"1999-10-02T19:29:59.999",10,2,20,6,"víkend",7.4]
[6597,null,null,"1999-10-02T20:29:59.999",10,2,21,6,"víkend",7]
[6598,null,null,"1999-10-02T21:29:59.999",10,2,22,6,"víkend",6.3]
[6599,null,null,"1999-10-02T22:29:59.999",10,2,23,6,"víkend",5.6]
[6600,null,null,"1999-10-02T23:29:59.999",10,2,24,6,"víkend",4.9000000000000004]
[6601,null,null,"1999-10-03T00:29:59.999",10,3,1,7,"víkend",4.2]
[6602,null,null,"1999-10-03T01:29:59.999",10,3,2,7,"víkend",4.2]
[6603,null,null,"1999-10-03T02:29:59.999",10,3,3,7,"víkend",4.0999999999999996]
[6604,null,null,"1999-10-03T03:29:59.999",10,3,4,7,"víkend",4.0999999999999996]
[6605,null,null,"1999-10-03T04:29:59.999",10,3,5,7,"víkend",4]
[6606,null,null,"1999-10-03T05:29:59.999",10,3,6,7,"víkend",4.0999999999999996]
[6607,null,null,"1999-10-03T06:29:59.999",10,3,7,7,"víkend",4.9000000000000004]
[6608,null,null,"1999-10-03T07:29:59.999",10,3,8,7,"víkend",6.2]
[6609,null,null,"1999-10-03T08:29:59.999",10,3,9,7,"víkend",9.3000000000000007]
[6610,null,null,"1999-10-03T09:29:59.999",10,3,10,7,"víkend",11]
[6611,null,null,"1999-10-03T10:29:59.999",10,3,11,7,"víkend",12.5]
[6612,null,null,"1999-10-03T11:29:59.999",10,3,12,7,"víkend",13]
[6613,null,null,"1999-10-03T12:29:59.999",10,3,13,7,"víkend",14]
[6614,null,null,"1999-10-03T13:29:59.999",10,3,14,7,"víkend",14.5]
[6615,null,null,"1999-10-03T14:29:59.999",10,3,15,7,"víkend",14.2]
[6616,null,null,"1999-10-03T15:29:59.999",10,3,16,7,"víkend",13.6]
[6617,null,null,"1999-10-03T16:29:59.999",10,3,17,7,"víkend",12.3]
[6618,null,null,"1999-10-03T17:29:59.999",10,3,{"$f":"G6602","v":18},7,"víkend",11.7]
[6619,null,null,"1999-10-03T18:29:59.999",10,3,19,7,"víkend",9.5]
[6620,null,null,"1999-10-03T19:29:59.999",10,3,20,7,"víkend",8.8000000000000007]
[6621,null,null,"1999-10-03T20:29:59.999",10,3,21,7,"víkend",8.3000000000000007]
[6622,null,null,"1999-10-03T21:29:59.999",10,3,22,7,"víkend",7.6]
[6623,null,null,"1999-10-03T22:29:59.999",10,3,23,7,"víkend",7.1]
[6624,null,null,"1999-10-03T23:29:59.999",10,3,24,7,"víkend",6.7]
[6625,null,null,"1999-10-04T00:29:59.999",10,4,1,1,"všední",6.2]
[6626,null,null,"1999-10-04T01:29:59.999",10,4,2,1,"všední",5.7]
[6627,null,null,"1999-10-04T02:29:59.999",10,4,3,1,"všední",5.3]
[6628,null,null,"1999-10-04T03:29:59.999",10,4,4,1,"všední",4.8]
[6629,null,null,"1999-10-04T04:29:59.999",10,4,5,1,"všední",4.4000000000000004]
[6630,null,null,"1999-10-04T05:29:59.999",10,4,6,1,"všední",4]
[6631,null,null,"1999-10-04T06:29:59.999",10,4,7,1,"všední",4.4000000000000004]
[6632,null,null,"1999-10-04T07:29:59.999",10,4,8,1,"všední",6.4]
[6633,null,null,"1999-10-04T08:29:59.999",10,4,9,1,"všední",8.8000000000000007]
[6634,null,null,"1999-10-04T09:29:59.999",10,4,10,1,"všední",11]
[6635,null,null,"1999-10-04T10:29:59.999",10,4,11,1,"všední",13.7]
[6636,null,null,"1999-10-04T11:29:59.999",10,4,12,1,"všední",14.1]
[6637,null,null,"1999-10-04T12:29:59.999",10,4,13,1,"všední",14.6]
[6638,null,null,"1999-10-04T13:29:59.999",10,4,14,1,"všední",14.8]
[6639,null,null,"1999-10-04T14:29:59.999",10,4,15,1,"všední",14.6]
[6640,null,null,"1999-10-04T15:29:59.999",10,4,16,1,"všední",14.3]
[6641,null,null,"1999-10-04T16:29:59.999",10,4,17,1,"všední",12.8]
[6642,null,null,"1999-10-04T17:29:59.999",10,4,18,1,"všední",11.8]
[6643,null,null,"1999-10-04T18:29:59.999",10,4,19,1,"všední",10.5]
[6644,null,null,"1999-10-04T19:29:59.999",10,4,20,1,"všední",9.6]
[6645,null,null,"1999-10-04T20:29:59.999",10,4,21,1,"všední",9.1]
[6646,null,null,"1999-10-04T21:29:59.999",10,4,22,1,"všední",8.8000000000000007]
[6647,null,null,"1999-10-04T22:29:59.999",10,4,23,1,"všední",8.4]
[6648,null,null,"1999-10-04T23:29:59.999",10,4,24,1,"všední",8]
[6649,null,null,"1999-10-05T00:29:59.999",10,5,1,2,"všední",7.6]
[6650,null,null,"1999-10-05T01:29:59.999",10,5,2,2,"všední",7.3]
[6651,null,null,"1999-10-05T02:29:59.999",10,5,3,2,"všední",7.1]
[6652,null,null,"1999-10-05T03:29:59.999",10,5,4,2,"všední",6.8]
[6653,null,null,"1999-10-05T04:29:59.999",10,5,5,2,"všední",6.5]
[6654,null,null,"1999-10-05T05:29:59.999",10,5,6,2,"všední",6.2]
[6655,null,null,"1999-10-05T06:29:59.999",10,5,7,2,"všední",6.5]
[6656,null,null,"1999-10-05T07:29:59.999",10,5,8,2,"všední",8]
[6657,null,null,"1999-10-05T08:29:59.999",10,5,9,2,"všední",9.9]
[6658,null,null,"1999-10-05T09:29:59.999",10,5,10,{"$f":"WEEKDAY(D6666-1)","v":2},{"$f":"IF(OR(E6666=7,E6666=8),\"prázdniny\",(IF(H6666=6,\"víkend\",IF(H6666=7,\"víkend\",IF(AND(E6666=1,F6666=1),\"prázdniny\",\"všední\")))))","v":"všední"},11.9]
[6659,null,null,{"$f":"D6666+1/24","v":"1999-10-05T10:29:59.999"},10,5,11,2,"všední",13]
[6660,null,null,"1999-10-05T11:29:59.999",10,5,12,2,"všední",14]
[6661,null,null,"1999-10-05T12:29:59.999",10,5,13,2,"všední",15]
[6662,null,null,"1999-10-05T13:29:59.999",10,5,14,2,"všední",15.8]
[6663,null,null,"1999-10-05T14:29:59.999",10,5,15,2,"všední",15.7]
[6664,null,null,"1999-10-05T15:29:59.999",10,5,16,2,"všední",14.7]
[6665,null,null,"1999-10-05T16:29:59.999",10,5,17,2,"všední",14.1]
[6666,null,null,"1999-10-05T17:29:59.999",10,5,18,2,"všední",12.7]
[6667,null,null,"1999-10-05T18:29:59.999",10,5,19,2,"všední",12]
[6668,null,null,"1999-10-05T19:29:59.999",10,5,20,2,"všední",10.7]
[6669,null,null,"1999-10-05T20:29:59.999",10,5,21,2,"všední",10.4]
[6670,null,null,"1999-10-05T21:29:59.999",10,5,22,2,"všední",9.9]
[6671,null,null,"1999-10-05T22:29:59.999",10,5,23,2,"všední",9.4]
[6672,null,null,"1999-10-05T23:29:59.999",10,5,24,2,"všední",8.8000000000000007]
[6673,null,null,"1999-10-06T00:29:59.999",10,6,1,3,"všední",8.3000000000000007]
[6674,null,null,"1999-10-06T01:29:59.999",10,6,2,3,"všední",8.1]
[6675,null,null,"1999-10-06T02:29:59.999",10,6,3,3,"všední",7.9]
[6676,null,null,"1999-10-06T03:29:59.999",10,6,4,3,"všední",7.7]
[6677,null,null,"1999-10-06T04:29:59.999",10,6,5,3,"všední",6.8]
[6678,null,null,"1999-10-06T05:29:59.999",10,6,6,3,"všední",6.9]
[6679,null,null,"1999-10-06T06:29:59.999",10,6,7,3,"všední",8.1]
[6680,null,null,"1999-10-06T07:29:59.999",10,6,8,3,"všední",9.6999999999999993]
[6681,null,null,"1999-10-06T08:29:59.999",10,6,9,3,"všední",11.2]
[6682,null,null,"1999-10-06T09:29:59.999",10,6,{"$f":"G6666","v":10},3,"všední",13.6]
[6683,null,null,"1999-10-06T10:29:59.999",10,6,11,3,"všední",14.2]
[6684,null,null,"1999-10-06T11:29:59.999",10,6,12,3,"všední",15]
[6685,null,null,"1999-10-06T12:29:59.999",10,6,13,3,"všední",16.8]
[6686,null,null,"1999-10-06T13:29:59.999",10,6,14,3,"všední",17.3]
[6687,null,null,"1999-10-06T14:29:59.999",10,6,15,3,"všední",18.5]
[6688,null,null,"1999-10-06T15:29:59.999",10,6,16,3,"všední",18.5]
[6689,null,null,"1999-10-06T16:29:59.999",10,6,17,3,"všední",16.600000000000001]
[6690,null,null,"1999-10-06T17:29:59.999",10,6,18,3,"všední",15.2]
[6691,null,null,"1999-10-06T18:29:59.999",10,6,19,3,"všední",14.9]
[6692,null,null,"1999-10-06T19:29:59.999",10,6,20,3,"všední",13.6]
[6693,null,null,"1999-10-06T20:29:59.999",10,6,21,3,"všední",13.1]
[6694,null,null,"1999-10-06T21:29:59.999",10,6,22,3,"všední",12.2]
[6695,null,null,"1999-10-06T22:29:59.999",10,6,23,3,"všední",12.3]
[6696,null,null,"1999-10-06T23:29:59.999",10,6,24,3,"všední",12.5]
[6697,null,null,"1999-10-07T00:29:59.999",10,7,1,4,"všední",12.6]
[6698,null,null,"1999-10-07T01:29:59.999",10,7,2,4,"všední",13]
[6699,null,null,"1999-10-07T02:29:59.999",10,7,3,4,"všední",13.5]
[6700,null,null,"1999-10-07T03:29:59.999",10,7,4,4,"všední",13.9]
[6701,null,null,"1999-10-07T04:29:59.999",10,7,5,4,"všední",13.6]
[6702,null,null,"1999-10-07T05:29:59.999",10,7,6,4,"všední",13]
[6703,null,null,"1999-10-07T06:29:59.999",10,7,7,4,"všední",14]
[6704,null,null,"1999-10-07T07:29:59.999",10,7,8,4,"všední",14.1]
[6705,null,null,"1999-10-07T08:29:59.999",10,7,9,4,"všední",15.2]
[6706,null,null,"1999-10-07T09:29:59.999",10,7,10,4,"všední",16.3]
[6707,null,null,"1999-10-07T10:29:59.999",10,7,11,4,"všední",16.7]
[6708,null,null,"1999-10-07T11:29:59.999",10,7,12,4,"všední",18.600000000000001]
[6709,null,null,"1999-10-07T12:29:59.999",10,7,13,4,"všední",19.399999999999999]
[6710,null,null,"1999-10-07T13:29:59.999",10,7,14,4,"všední",19]
[6711,null,null,"1999-10-07T14:29:59.999",10,7,15,4,"všední",18.7]
[6712,null,null,"1999-10-07T15:29:59.999",10,7,16,4,"všední",18.399999999999999]
[6713,null,null,"1999-10-07T16:29:59.999",10,7,17,4,"všední",16.7]
[6714,null,null,"1999-10-07T17:29:59.999",10,7,18,4,"všední",15.1]
[6715,null,null,"1999-10-07T18:29:59.999",10,7,19,4,"všední",13.2]
[6716,null,null,"1999-10-07T19:29:59.999",10,7,20,4,"všední",11.7]
[6717,null,null,"1999-10-07T20:29:59.999",10,7,21,4,"všední",12.1]
[6718,null,null,"1999-10-07T21:29:59.999",10,7,22,4,"všední",11.6]
[6719,null,null,"1999-10-07T22:29:59.999",10,7,23,4,"všední",10.7]
[6720,null,null,"1999-10-07T23:29:59.999",10,7,24,4,"všední",9.9]
[6721,null,null,"1999-10-08T00:29:59.999",10,8,1,5,"všední",9]
[6722,null,null,"1999-10-08T01:29:59.999",10,8,2,{"$f":"WEEKDAY(D6730-1)","v":5},{"$f":"IF(OR(E6730=7,E6730=8),\"prázdniny\",(IF(H6730=6,\"víkend\",IF(H6730=7,\"víkend\",IF(AND(E6730=1,F6730=1),\"prázdniny\",\"všední\")))))","v":"všední"},8.6]
[6723,null,null,{"$f":"D6730+1/24","v":"1999-10-08T02:29:59.999"},10,8,3,5,"všední",8.1999999999999993]
[6724,null,null,"1999-10-08T03:29:59.999",10,8,4,5,"všední",7.8]
[6725,null,null,"1999-10-08T04:29:59.999",10,8,5,5,"všední",8.1]
[6726,null,null,"1999-10-08T05:29:59.999",10,8,6,5,"všední",8]
[6727,null,null,"1999-10-08T06:29:59.999",10,8,7,5,"všední",8.1]
[6728,null,null,"1999-10-08T07:29:59.999",10,8,8,5,"všední",9.5]
[6729,null,null,"1999-10-08T08:29:59.999",10,8,9,5,"všední",11.8]
[6730,null,null,"1999-10-08T09:29:59.999",10,8,10,5,"všední",13.1]
[6731,null,null,"1999-10-08T10:29:59.999",10,8,11,5,"všední",15.3]
[6732,null,null,"1999-10-08T11:29:59.999",10,8,12,5,"všední",15.4]
[6733,null,null,"1999-10-08T12:29:59.999",10,8,13,5,"všední",15.6]
[6734,null,null,"1999-10-08T13:29:59.999",10,8,14,5,"všední",17]
[6735,null,null,"1999-10-08T14:29:59.999",10,8,15,5,"všední",13.8]
[6736,null,null,"1999-10-08T15:29:59.999",10,8,16,5,"všední",13.8]
[6737,null,null,"1999-10-08T16:29:59.999",10,8,17,5,"všední",13.5]
[6738,null,null,"1999-10-08T17:29:59.999",10,8,18,5,"všední",13.6]
[6739,null,null,"1999-10-08T18:29:59.999",10,8,19,5,"všední",13.6]
[6740,null,null,"1999-10-08T19:29:59.999",10,8,20,5,"všední",12.2]
[6741,null,null,"1999-10-08T20:29:59.999",10,8,21,5,"všední",11.5]
[6742,null,null,"1999-10-08T21:29:59.999",10,8,22,5,"všední",10.8]
[6743,null,null,"1999-10-08T22:29:59.999",10,8,23,5,"všední",9.9]
[6744,null,null,"1999-10-08T23:29:59.999",10,8,24,5,"všední",9.1]
[6745,null,null,"1999-10-09T00:29:59.999",10,9,1,6,"víkend",8.1999999999999993]
[6746,null,null,"1999-10-09T01:29:59.999",10,9,{"$f":"G6730","v":2},6,"víkend",7.7]
[6747,null,null,"1999-10-09T02:29:59.999",10,9,3,6,"víkend",7.1]
[6748,null,null,"1999-10-09T03:29:59.999",10,9,4,6,"víkend",6.6]
[6749,null,null,"1999-10-09T04:29:59.999",10,9,5,6,"víkend",6.6]
[6750,null,null,"1999-10-09T05:29:59.999",10,9,6,6,"víkend",7]
[6751,null,null,"1999-10-09T06:29:59.999",10,9,7,6,"víkend",7.8]
[6752,null,null,"1999-10-09T07:29:59.999",10,9,8,6,"víkend",10.199999999999999]
[6753,null,null,"1999-10-09T08:29:59.999",10,9,9,6,"víkend",10.6]
[6754,null,null,"1999-10-09T09:29:59.999",10,9,10,6,"víkend",11.3]
[6755,null,null,"1999-10-09T10:29:59.999",10,9,11,6,"víkend",11.6]
[6756,null,null,"1999-10-09T11:29:59.999",10,9,12,6,"víkend",13]
[6757,null,null,"1999-10-09T12:29:59.999",10,9,13,6,"víkend",13.9]
[6758,null,null,"1999-10-09T13:29:59.999",10,9,14,6,"víkend",14.8]
[6759,null,null,"1999-10-09T14:29:59.999",10,9,15,6,"víkend",15.4]
[6760,null,null,"1999-10-09T15:29:59.999",10,9,16,6,"víkend",15.2]
[6761,null,null,"1999-10-09T16:29:59.999",10,9,17,6,"víkend",14.9]
[6762,null,null,"1999-10-09T17:29:59.999",10,9,18,6,"víkend",14.6]
[6763,null,null,"1999-10-09T18:29:59.999",10,9,19,6,"víkend",9.9]
[6764,null,null,"1999-10-09T19:29:59.999",10,9,20,6,"víkend",9]
[6765,null,null,"1999-10-09T20:29:59.999",10,9,21,6,"víkend",8.6]
[6766,null,null,"1999-10-09T21:29:59.999",10,9,22,6,"víkend",8.4]
[6767,null,null,"1999-10-09T22:29:59.999",10,9,23,6,"víkend",8.1]
[6768,null,null,"1999-10-09T23:29:59.999",10,9,24,6,"víkend",7.9]
[6769,null,null,"1999-10-10T00:29:59.999",10,10,1,7,"víkend",7.6]
[6770,null,null,"1999-10-10T01:29:59.999",10,10,2,7,"víkend",7.1]
[6771,null,null,"1999-10-10T02:29:59.999",10,10,3,7,"víkend",6.5]
[6772,null,null,"1999-10-10T03:29:59.999",10,10,4,7,"víkend",6]
[6773,null,null,"1999-10-10T04:29:59.999",10,10,5,7,"víkend",5.4]
[6774,null,null,"1999-10-10T05:29:59.999",10,10,6,7,"víkend",5.6]
[6775,null,null,"1999-10-10T06:29:59.999",10,10,7,7,"víkend",4.5999999999999996]
[6776,null,null,"1999-10-10T07:29:59.999",10,10,8,7,"víkend",7.8]
[6777,null,null,"1999-10-10T08:29:59.999",10,10,9,7,"víkend",10.6]
[6778,null,null,"1999-10-10T09:29:59.999",10,10,10,7,"víkend",13.1]
[6779,null,null,"1999-10-10T10:29:59.999",10,10,11,7,"víkend",15.2]
[6780,null,null,"1999-10-10T11:29:59.999",10,10,12,7,"víkend",18.600000000000001]
[6781,null,null,"1999-10-10T12:29:59.999",10,10,13,7,"víkend",19.399999999999999]
[6782,null,null,"1999-10-10T13:29:59.999",10,10,14,7,"víkend",20.9]
[6783,null,null,"1999-10-10T14:29:59.999",10,10,15,7,"víkend",20.9]
[6784,null,null,"1999-10-10T15:29:59.999",10,10,16,7,"víkend",19.399999999999999]
[6785,null,null,"1999-10-10T16:29:59.999",10,10,17,7,"víkend",17.3]
[6786,null,null,"1999-10-10T17:29:59.999",10,10,18,{"$f":"WEEKDAY(D6794-1)","v":7},{"$f":"IF(OR(E6794=7,E6794=8),\"prázdniny\",(IF(H6794=6,\"víkend\",IF(H6794=7,\"víkend\",IF(AND(E6794=1,F6794=1),\"prázdniny\",\"všední\")))))","v":"víkend"},15.3]
[6787,null,null,{"$f":"D6794+1/24","v":"1999-10-10T18:29:59.999"},10,10,19,7,"víkend",15.2]
[6788,null,null,"1999-10-10T19:29:59.999",10,10,20,7,"víkend",15.8]
[6789,null,null,"1999-10-10T20:29:59.999",10,10,21,7,"víkend",15.4]
[6790,null,null,"1999-10-10T21:29:59.999",10,10,22,7,"víkend",15.1]
[6791,null,null,"1999-10-10T22:29:59.999",10,10,23,7,"víkend",14.5]
[6792,null,null,"1999-10-10T23:29:59.999",10,10,24,7,"víkend",14]
[6793,null,null,"1999-10-11T00:29:59.999",10,11,1,1,"všední",13.4]
[6794,null,null,"1999-10-11T01:29:59.999",10,11,2,1,"všední",12.8]
[6795,null,null,"1999-10-11T02:29:59.999",10,11,3,1,"všední",12.1]
[6796,null,null,"1999-10-11T03:29:59.999",10,11,4,1,"všední",11.5]
[6797,null,null,"1999-10-11T04:29:59.999",10,11,5,1,"všední",11.5]
[6798,null,null,"1999-10-11T05:29:59.999",10,11,6,1,"všední",10.8]
[6799,null,null,"1999-10-11T06:29:59.999",10,11,7,1,"všední",12]
[6800,null,null,"1999-10-11T07:29:59.999",10,11,8,1,"všední",13.9]
[6801,null,null,"1999-10-11T08:29:59.999",10,11,9,1,"všední",15.2]
[6802,null,null,"1999-10-11T09:29:59.999",10,11,10,1,"všední",17.2]
[6803,null,null,"1999-10-11T10:29:59.999",10,11,11,1,"všední",17.600000000000001]
[6804,null,null,"1999-10-11T11:29:59.999",10,11,12,1,"všední",18.2]
[6805,null,null,"1999-10-11T12:29:59.999",10,11,13,1,"všední",19.899999999999999]
[6806,null,null,"1999-10-11T13:29:59.999",10,11,14,1,"všední",19.7]
[6807,null,null,"1999-10-11T14:29:59.999",10,11,15,1,"všední",19.399999999999999]
[6808,null,null,"1999-10-11T15:29:59.999",10,11,16,1,"všední",18.600000000000001]
[6809,null,null,"1999-10-11T16:29:59.999",10,11,17,1,"všední",17.8]
[6810,null,null,"1999-10-11T17:29:59.999",10,11,{"$f":"G6794","v":18},1,"všední",17.3]
[6811,null,null,"1999-10-11T18:29:59.999",10,11,19,1,"všední",16.100000000000001]
[6812,null,null,"1999-10-11T19:29:59.999",10,11,20,1,"všední",16.2]
[6813,null,null,"1999-10-11T20:29:59.999",10,11,21,1,"všední",16.2]
[6814,null,null,"1999-10-11T21:29:59.999",10,11,22,1,"všední",16.5]
[6815,null,null,"1999-10-11T22:29:59.999",10,11,23,1,"všední",16.5]
[6816,null,null,"1999-10-11T23:29:59.999",10,11,24,1,"všední",16.600000000000001]
[6817,null,null,"1999-10-12T00:29:59.999",10,12,1,2,"všední",16.600000000000001]
[6818,null,null,"1999-10-12T01:29:59.999",10,12,2,2,"všední",16.5]
[6819,null,null,"1999-10-12T02:29:59.999",10,12,3,2,"všední",16.399999999999999]
[6820,null,null,"1999-10-12T03:29:59.999",10,12,4,2,"všední",16.3]
[6821,null,null,"1999-10-12T04:29:59.999",10,12,5,2,"všední",16]
[6822,null,null,"1999-10-12T05:29:59.999",10,12,6,2,"všední",15.6]
[6823,null,null,"1999-10-12T06:29:59.999",10,12,7,2,"všední",15.9]
[6824,null,null,"1999-10-12T07:29:59.999",10,12,8,2,"všední",16.2]
[6825,null,null,"1999-10-12T08:29:59.999",10,12,9,2,"všední",16.600000000000001]
[6826,null,null,"1999-10-12T09:29:59.999",10,12,10,2,"všední",17.100000000000001]
[6827,null,null,"1999-10-12T10:29:59.999",10,12,11,2,"všední",18.399999999999999]
[6828,null,null,"1999-10-12T11:29:59.999",10,12,12,2,"všední",17.399999999999999]
[6829,null,null,"1999-10-12T12:29:59.999",10,12,13,2,"všední",16.600000000000001]
[6830,null,null,"1999-10-12T13:29:59.999",10,12,14,2,"všední",16.399999999999999]
[6831,null,null,"1999-10-12T14:29:59.999",10,12,15,2,"všední",16.100000000000001]
[6832,null,null,"1999-10-12T15:29:59.999",10,12,16,2,"všední",14.8]
[6833,null,null,"1999-10-12T16:29:59.999",10,12,17,2,"všední",13.1]
[6834,null,null,"1999-10-12T17:29:59.999",10,12,18,2,"všední",11.8]
[6835,null,null,"1999-10-12T18:29:59.999",10,12,19,2,"všední",10.4]
[6836,null,null,"1999-10-12T19:29:59.999",10,12,20,2,"všední",9.6]
[6837,null,null,"1999-10-12T20:29:59.999",10,12,21,2,"všední",9.1999999999999993]
[6838,null,null,"1999-10-12T21:29:59.999",10,12,22,2,"všední",7.6]
[6839,null,null,"1999-10-12T22:29:59.999",10,12,23,2,"všední",7.3]
[6840,null,null,"1999-10-12T23:29:59.999",10,12,24,2,"všední",6.9]
[6841,null,null,"1999-10-13T00:29:59.999",10,13,1,3,"všední",6.6]
[6842,null,null,"1999-10-13T01:29:59.999",10,13,2,3,"všední",6.5]
[6843,null,null,"1999-10-13T02:29:59.999",10,13,3,3,"všední",6.4]
[6844,null,null,"1999-10-13T03:29:59.999",10,13,4,3,"všední",6.3]
[6845,null,null,"1999-10-13T04:29:59.999",10,13,5,3,"všední",6.1]
[6846,null,null,"1999-10-13T05:29:59.999",10,13,6,3,"všední",6]
[6847,null,null,"1999-10-13T06:29:59.999",10,13,7,3,"všední",5.8]
[6848,null,null,"1999-10-13T07:29:59.999",10,13,8,3,"všední",6.2]
[6849,null,null,"1999-10-13T08:29:59.999",10,13,9,3,"všední",8.8000000000000007]
[6850,null,null,"1999-10-13T09:29:59.999",10,13,10,{"$f":"WEEKDAY(D6858-1)","v":3},{"$f":"IF(OR(E6858=7,E6858=8),\"prázdniny\",(IF(H6858=6,\"víkend\",IF(H6858=7,\"víkend\",IF(AND(E6858=1,F6858=1),\"prázdniny\",\"všední\")))))","v":"všední"},10.199999999999999]
[6851,null,null,{"$f":"D6858+1/24","v":"1999-10-13T10:29:59.999"},10,13,11,3,"všední",12.1]
[6852,null,null,"1999-10-13T11:29:59.999",10,13,12,3,"všední",13.1]
[6853,null,null,"1999-10-13T12:29:59.999",10,13,13,3,"všední",13.9]
[6854,null,null,"1999-10-13T13:29:59.999",10,13,14,3,"všední",14]
[6855,null,null,"1999-10-13T14:29:59.999",10,13,15,3,"všední",14.7]
[6856,null,null,"1999-10-13T15:29:59.999",10,13,16,3,"všední",13.6]
[6857,null,null,"1999-10-13T16:29:59.999",10,13,17,3,"všední",11.8]
[6858,null,null,"1999-10-13T17:29:59.999",10,13,18,3,"všední",11.3]
[6859,null,null,"1999-10-13T18:29:59.999",10,13,19,3,"všední",10.1]
[6860,null,null,"1999-10-13T19:29:59.999",10,13,20,3,"všední",10.199999999999999]
[6861,null,null,"1999-10-13T20:29:59.999",10,13,21,3,"všední",10.6]
[6862,null,null,"1999-10-13T21:29:59.999",10,13,22,3,"všední",9.1999999999999993]
[6863,null,null,"1999-10-13T22:29:59.999",10,13,23,3,"všední",8.6999999999999993]
[6864,null,null,"1999-10-13T23:29:59.999",10,13,24,3,"všední",8.1]
[6865,null,null,"1999-10-14T00:29:59.999",10,14,1,4,"všední",7.6]
[6866,null,null,"1999-10-14T01:29:59.999",10,14,2,4,"všední",7]
[6867,null,null,"1999-10-14T02:29:59.999",10,14,3,4,"všední",6.4]
[6868,null,null,"1999-10-14T03:29:59.999",10,14,4,4,"všední",5.8]
[6869,null,null,"1999-10-14T04:29:59.999",10,14,5,4,"všední",5.8]
[6870,null,null,"1999-10-14T05:29:59.999",10,14,6,4,"všední",6.2]
[6871,null,null,"1999-10-14T06:29:59.999",10,14,7,4,"všední",7.2]
[6872,null,null,"1999-10-14T07:29:59.999",10,14,8,4,"všední",8.4]
[6873,null,null,"1999-10-14T08:29:59.999",10,14,9,4,"všední",9.1999999999999993]
[6874,null,null,"1999-10-14T09:29:59.999",10,14,{"$f":"G6858","v":10},4,"všední",10.199999999999999]
[6875,null,null,"1999-10-14T10:29:59.999",10,14,11,4,"všední",12.2]
[6876,null,null,"1999-10-14T11:29:59.999",10,14,12,4,"všední",14.5]
[6877,null,null,"1999-10-14T12:29:59.999",10,14,13,4,"všední",14.5]
[6878,null,null,"1999-10-14T13:29:59.999",10,14,14,4,"všední",14.6]
[6879,null,null,"1999-10-14T14:29:59.999",10,14,15,4,"všední",15.2]
[6880,null,null,"1999-10-14T15:29:59.999",10,14,16,4,"všední",14.2]
[6881,null,null,"1999-10-14T16:29:59.999",10,14,17,4,"všední",13.6]
[6882,null,null,"1999-10-14T17:29:59.999",10,14,18,4,"všední",11.5]
[6883,null,null,"1999-10-14T18:29:59.999",10,14,19,4,"všední",11.7]
[6884,null,null,"1999-10-14T19:29:59.999",10,14,20,4,"všední",9.8000000000000007]
[6885,null,null,"1999-10-14T20:29:59.999",10,14,21,4,"všední",9.8000000000000007]
[6886,null,null,"1999-10-14T21:29:59.999",10,14,22,4,"všední",9.4]
[6887,null,null,"1999-10-14T22:29:59.999",10,14,23,4,"všední",8.6]
[6888,null,null,"1999-10-14T23:29:59.999",10,14,24,4,"všední",7.7]
[6889,null,null,"1999-10-15T00:29:59.999",10,15,1,5,"všední",6.9]
[6890,null,null,"1999-10-15T01:29:59.999",10,15,2,5,"všední",7.1]
[6891,null,null,"1999-10-15T02:29:59.999",10,15,3,5,"všední",7.2]
[6892,null,null,"1999-10-15T03:29:59.999",10,15,4,5,"všední",7.4]
[6893,null,null,"1999-10-15T04:29:59.999",10,15,5,5,"všední",8.6]
[6894,null,null,"1999-10-15T05:29:59.999",10,15,6,5,"všední",9.1999999999999993]
[6895,null,null,"1999-10-15T06:29:59.999",10,15,7,5,"všední",8.1999999999999993]
[6896,null,null,"1999-10-15T07:29:59.999",10,15,8,5,"všední",9.1]
[6897,null,null,"1999-10-15T08:29:59.999",10,15,9,5,"všední",9.6]
[6898,null,null,"1999-10-15T09:29:59.999",10,15,10,5,"všední",10.8]
[6899,null,null,"1999-10-15T10:29:59.999",10,15,11,5,"všední",11.8]
[6900,null,null,"1999-10-15T11:29:59.999",10,15,12,5,"všední",12.7]
[6901,null,null,"1999-10-15T12:29:59.999",10,15,13,5,"všední",13.9]
[6902,null,null,"1999-10-15T13:29:59.999",10,15,14,5,"všední",14.3]
[6903,null,null,"1999-10-15T14:29:59.999",10,15,15,5,"všední",14.2]
[6904,null,null,"1999-10-15T15:29:59.999",10,15,16,5,"všední",15.2]
[6905,null,null,"1999-10-15T16:29:59.999",10,15,17,5,"všední",14.5]
[6906,null,null,"1999-10-15T17:29:59.999",10,15,18,5,"všední",14]
[6907,null,null,"1999-10-15T18:29:59.999",10,15,19,5,"všední",13.2]
[6908,null,null,"1999-10-15T19:29:59.999",10,15,20,5,"všední",13.3]
[6909,null,null,"1999-10-15T20:29:59.999",10,15,21,5,"všední",13.4]
[6910,null,null,"1999-10-15T21:29:59.999",10,15,22,5,"všední",13.1]
[6911,null,null,"1999-10-15T22:29:59.999",10,15,23,5,"všední",12.6]
[6912,null,null,"1999-10-15T23:29:59.999",10,15,24,5,"všední",12.1]
[6913,null,null,"1999-10-16T00:29:59.999",10,16,1,6,"víkend",11.6]
[6914,null,null,"1999-10-16T01:29:59.999",10,16,2,{"$f":"WEEKDAY(D6922-1)","v":6},{"$f":"IF(OR(E6922=7,E6922=8),\"prázdniny\",(IF(H6922=6,\"víkend\",IF(H6922=7,\"víkend\",IF(AND(E6922=1,F6922=1),\"prázdniny\",\"všední\")))))","v":"víkend"},10.9]
[6915,null,null,{"$f":"D6922+1/24","v":"1999-10-16T02:29:59.999"},10,16,3,6,"víkend",10.1]
[6916,null,null,"1999-10-16T03:29:59.999",10,16,4,6,"víkend",9.4]
[6917,null,null,"1999-10-16T04:29:59.999",10,16,5,6,"víkend",9.3000000000000007]
[6918,null,null,"1999-10-16T05:29:59.999",10,16,6,6,"víkend",9.5]
[6919,null,null,"1999-10-16T06:29:59.999",10,16,7,6,"víkend",9.4]
[6920,null,null,"1999-10-16T07:29:59.999",10,16,8,6,"víkend",10.3]
[6921,null,null,"1999-10-16T08:29:59.999",10,16,9,6,"víkend",12.6]
[6922,null,null,"1999-10-16T09:29:59.999",10,16,10,6,"víkend",15]
[6923,null,null,"1999-10-16T10:29:59.999",10,16,11,6,"víkend",17.899999999999999]
[6924,null,null,"1999-10-16T11:29:59.999",10,16,12,6,"víkend",20.100000000000001]
[6925,null,null,"1999-10-16T12:29:59.999",10,16,13,6,"víkend",21]
[6926,null,null,"1999-10-16T13:29:59.999",10,16,14,6,"víkend",22]
[6927,null,null,"1999-10-16T14:29:59.999",10,16,15,6,"víkend",21.6]
[6928,null,null,"1999-10-16T15:29:59.999",10,16,16,6,"víkend",19.7]
[6929,null,null,"1999-10-16T16:29:59.999",10,16,17,6,"víkend",18.2]
[6930,null,null,"1999-10-16T17:29:59.999",10,16,18,6,"víkend",16.8]
[6931,null,null,"1999-10-16T18:29:59.999",10,16,19,6,"víkend",15.5]
[6932,null,null,"1999-10-16T19:29:59.999",10,16,20,6,"víkend",15.1]
[6933,null,null,"1999-10-16T20:29:59.999",10,16,21,6,"víkend",14.9]
[6934,null,null,"1999-10-16T21:29:59.999",10,16,22,6,"víkend",13.9]
[6935,null,null,"1999-10-16T22:29:59.999",10,16,23,6,"víkend",13.4]
[6936,null,null,"1999-10-16T23:29:59.999",10,16,24,6,"víkend",12.9]
[6937,null,null,"1999-10-17T00:29:59.999",10,17,1,7,"víkend",12.4]
[6938,null,null,"1999-10-17T01:29:59.999",10,17,{"$f":"G6922","v":2},7,"víkend",12.2]
[6939,null,null,"1999-10-17T02:29:59.999",10,17,3,7,"víkend",11.9]
[6940,null,null,"1999-10-17T03:29:59.999",10,17,4,7,"víkend",11.7]
[6941,null,null,"1999-10-17T04:29:59.999",10,17,5,7,"víkend",11.8]
[6942,null,null,"1999-10-17T05:29:59.999",10,17,6,7,"víkend",11.6]
[6943,null,null,"1999-10-17T06:29:59.999",10,17,7,7,"víkend",11.8]
[6944,null,null,"1999-10-17T07:29:59.999",10,17,8,7,"víkend",13.1]
[6945,null,null,"1999-10-17T08:29:59.999",10,17,9,7,"víkend",13.5]
[6946,null,null,"1999-10-17T09:29:59.999",10,17,10,7,"víkend",13.9]
[6947,null,null,"1999-10-17T10:29:59.999",10,17,11,7,"víkend",13.8]
[6948,null,null,"1999-10-17T11:29:59.999",10,17,12,7,"víkend",13.6]
[6949,null,null,"1999-10-17T12:29:59.999",10,17,13,7,"víkend",13.7]
[6950,null,null,"1999-10-17T13:29:59.999",10,17,14,7,"víkend",13.4]
[6951,null,null,"1999-10-17T14:29:59.999",10,17,15,7,"víkend",13.2]
[6952,null,null,"1999-10-17T15:29:59.999",10,17,16,7,"víkend",12.6]
[6953,null,null,"1999-10-17T16:29:59.999",10,17,17,7,"víkend",11.8]
[6954,null,null,"1999-10-17T17:29:59.999",10,17,18,7,"víkend",11.1]
[6955,null,null,"1999-10-17T18:29:59.999",10,17,19,7,"víkend",10.8]
[6956,null,null,"1999-10-17T19:29:59.999",10,17,20,7,"víkend",10.199999999999999]
[6957,null,null,"1999-10-17T20:29:59.999",10,17,21,7,"víkend",10.199999999999999]
[6958,null,null,"1999-10-17T21:29:59.999",10,17,22,7,"víkend",10.1]
[6959,null,null,"1999-10-17T22:29:59.999",10,17,23,7,"víkend",10.1]
[6960,null,null,"1999-10-17T23:29:59.999",10,17,24,7,"víkend",10]
[6961,null,null,"1999-10-18T00:29:59.999",10,18,1,1,"všední",10]
[6962,null,null,"1999-10-18T01:29:59.999",10,18,2,1,"všední",10]
[6963,null,null,"1999-10-18T02:29:59.999",10,18,3,1,"všední",10]
[6964,null,null,"1999-10-18T03:29:59.999",10,18,4,1,"všední",10]
[6965,null,null,"1999-10-18T04:29:59.999",10,18,5,1,"všední",9.8000000000000007]
[6966,null,null,"1999-10-18T05:29:59.999",10,18,6,1,"všední",9.4]
[6967,null,null,"1999-10-18T06:29:59.999",10,18,7,1,"všední",9.8000000000000007]
[6968,null,null,"1999-10-18T07:29:59.999",10,18,8,1,"všední",9.8000000000000007]
[6969,null,null,"1999-10-18T08:29:59.999",10,18,9,1,"všední",10.3]
[6970,null,null,"1999-10-18T09:29:59.999",10,18,10,1,"všední",12.4]
[6971,null,null,"1999-10-18T10:29:59.999",10,18,11,1,"všední",12]
[6972,null,null,"1999-10-18T11:29:59.999",10,18,12,1,"všední",12.1]
[6973,null,null,"1999-10-18T12:29:59.999",10,18,13,1,"všední",12.8]
[6974,null,null,"1999-10-18T13:29:59.999",10,18,14,1,"všední",12.8]
[6975,null,null,"1999-10-18T14:29:59.999",10,18,15,1,"všední",13]
[6976,null,null,"1999-10-18T15:29:59.999",10,18,16,1,"všední",12.4]
[6977,null,null,"1999-10-18T16:29:59.999",10,18,17,1,"všední",11.7]
[6978,null,null,"1999-10-18T17:29:59.999",10,18,18,{"$f":"WEEKDAY(D6986-1)","v":1},{"$f":"IF(OR(E6986=7,E6986=8),\"prázdniny\",(IF(H6986=6,\"víkend\",IF(H6986=7,\"víkend\",IF(AND(E6986=1,F6986=1),\"prázdniny\",\"všední\")))))","v":"všední"},1.6]
[6979,null,null,{"$f":"D6986+1/24","v":"1999-10-18T18:29:59.999"},10,18,19,1,"všední",9.4]
[6980,null,null,"1999-10-18T19:29:59.999",10,18,20,1,"všední",8.6]
[6981,null,null,"1999-10-18T20:29:59.999",10,18,21,1,"všední",7.9]
[6982,null,null,"1999-10-18T21:29:59.999",10,18,22,1,"všední",6.5]
[6983,null,null,"1999-10-18T22:29:59.999",10,18,23,1,"všední",5.8]
[6984,null,null,"1999-10-18T23:29:59.999",10,18,24,1,"všední",5.2]
[6985,null,null,"1999-10-19T00:29:59.999",10,19,1,2,"všední",4.5]
[6986,null,null,"1999-10-19T01:29:59.999",10,19,2,2,"všední",4.3]
[6987,null,null,"1999-10-19T02:29:59.999",10,19,3,2,"všední",4.0999999999999996]
[6988,null,null,"1999-10-19T03:29:59.999",10,19,4,2,"všední",3.9]
[6989,null,null,"1999-10-19T04:29:59.999",10,19,5,2,"všední",4.2]
[6990,null,null,"1999-10-19T05:29:59.999",10,19,6,2,"všední",5]
[6991,null,null,"1999-10-19T06:29:59.999",10,19,7,2,"všední",4.5999999999999996]
[6992,null,null,"1999-10-19T07:29:59.999",10,19,8,2,"všední",4.7]
[6993,null,null,"1999-10-19T08:29:59.999",10,19,9,2,"všední",5.2]
[6994,null,null,"1999-10-19T09:29:59.999",10,19,10,2,"všední",5.5]
[6995,null,null,"1999-10-19T10:29:59.999",10,19,11,2,"všední",6.2]
[6996,null,null,"1999-10-19T11:29:59.999",10,19,12,2,"všední",7.1]
[6997,null,null,"1999-10-19T12:29:59.999",10,19,13,2,"všední",7.8]
[6998,null,null,"1999-10-19T13:29:59.999",10,19,14,2,"všední",7.8]
[6999,null,null,"1999-10-19T14:29:59.999",10,19,15,2,"všední",8.1]
[7000,null,null,"1999-10-19T15:29:59.999",10,19,16,2,"všední",8.1999999999999993]
[7001,null,null,"1999-10-19T16:29:59.999",10,19,17,2,"všední",7.9]
[7002,null,null,"1999-10-19T17:29:59.999",10,19,{"$f":"G6986","v":18},2,"všední",7.3]
[7003,null,null,"1999-10-19T18:29:59.999",10,19,19,2,"všední",7.4]
[7004,null,null,"1999-10-19T19:29:59.999",10,19,20,2,"všední",7.1]
[7005,null,null,"1999-10-19T20:29:59.999",10,19,21,2,"všední",7]
[7006,null,null,"1999-10-19T21:29:59.999",10,19,22,2,"všední",7]
[7007,null,null,"1999-10-19T22:29:59.999",10,19,23,2,"všední",7.1]
[7008,null,null,"1999-10-19T23:29:59.999",10,19,24,2,"všední",7.1]
[7009,null,null,"1999-10-20T00:29:59.999",10,20,1,3,"všední",7.2]
[7010,null,null,"1999-10-20T01:29:59.999",10,20,2,3,"všední",7.2]
[7011,null,null,"1999-10-20T02:29:59.999",10,20,3,3,"všední",7.3]
[7012,null,null,"1999-10-20T03:29:59.999",10,20,4,3,"všední",7.3]
[7013,null,null,"1999-10-20T04:29:59.999",10,20,5,3,"všední",7.4]
[7014,null,null,"1999-10-20T05:29:59.999",10,20,6,3,"všední",7.3]
[7015,null,null,"1999-10-20T06:29:59.999",10,20,7,3,"všední",7.4]
[7016,null,null,"1999-10-20T07:29:59.999",10,20,8,3,"všední",7.9]
[7017,null,null,"1999-10-20T08:29:59.999",10,20,9,3,"všední",9.1999999999999993]
[7018,null,null,"1999-10-20T09:29:59.999",10,20,10,3,"všední",10.1]
[7019,null,null,"1999-10-20T10:29:59.999",10,20,11,3,"všední",11.4]
[7020,null,null,"1999-10-20T11:29:59.999",10,20,12,3,"všední",11.4]
[7021,null,null,"1999-10-20T12:29:59.999",10,20,13,3,"všední",11.2]
[7022,null,null,"1999-10-20T13:29:59.999",10,20,14,3,"všední",10.8]
[7023,null,null,"1999-10-20T14:29:59.999",10,20,15,3,"všední",11]
[7024,null,null,"1999-10-20T15:29:59.999",10,20,16,3,"všední",11]
[7025,null,null,"1999-10-20T16:29:59.999",10,20,17,3,"všední",10.8]
[7026,null,null,"1999-10-20T17:29:59.999",10,20,18,3,"všední",10.8]
[7027,null,null,"1999-10-20T18:29:59.999",10,20,19,3,"všední",10.9]
[7028,null,null,"1999-10-20T19:29:59.999",10,20,20,3,"všední",10.6]
[7029,null,null,"1999-10-20T20:29:59.999",10,20,21,3,"všední",10.6]
[7030,null,null,"1999-10-20T21:29:59.999",10,20,22,3,"všední",10.199999999999999]
[7031,null,null,"1999-10-20T22:29:59.999",10,20,23,3,"všední",10.3]
[7032,null,null,"1999-10-20T23:29:59.999",10,20,24,3,"všední",10.3]
[7033,null,null,"1999-10-21T00:29:59.999",10,21,1,4,"všední",10.4]
[7034,null,null,"1999-10-21T01:29:59.999",10,21,2,4,"všední",10.3]
[7035,null,null,"1999-10-21T02:29:59.999",10,21,3,4,"všední",10.199999999999999]
[7036,null,null,"1999-10-21T03:29:59.999",10,21,4,4,"všední",10.1]
[7037,null,null,"1999-10-21T04:29:59.999",10,21,5,4,"všední",10]
[7038,null,null,"1999-10-21T05:29:59.999",10,21,6,4,"všední",9.6999999999999993]
[7039,null,null,"1999-10-21T06:29:59.999",10,21,7,4,"všední",9.8000000000000007]
[7040,null,null,"1999-10-21T07:29:59.999",10,21,8,4,"všední",9.8000000000000007]
[7041,null,null,"1999-10-21T08:29:59.999",10,21,9,4,"všední",10.1]
[7042,null,null,"1999-10-21T09:29:59.999",10,21,10,{"$f":"WEEKDAY(D7050-1)","v":4},{"$f":"IF(OR(E7050=7,E7050=8),\"prázdniny\",(IF(H7050=6,\"víkend\",IF(H7050=7,\"víkend\",IF(AND(E7050=1,F7050=1),\"prázdniny\",\"všední\")))))","v":"všední"},10.4]
[7043,null,null,{"$f":"D7050+1/24","v":"1999-10-21T10:29:59.999"},10,21,11,4,"všední",10.7]
[7044,null,null,"1999-10-21T11:29:59.999",10,21,12,4,"všední",11.5]
[7045,null,null,"1999-10-21T12:29:59.999",10,21,13,4,"všední",11.3]
[7046,null,null,"1999-10-21T13:29:59.999",10,21,14,4,"všední",11.8]
[7047,null,null,"1999-10-21T14:29:59.999",10,21,15,4,"všední",11.7]
[7048,null,null,"1999-10-21T15:29:59.999",10,21,16,4,"všední",11.4]
[7049,null,null,"1999-10-21T16:29:59.999",10,21,17,4,"všední",11.4]
[7050,null,null,"1999-10-21T17:29:59.999",10,21,18,4,"všední",10.9]
[7051,null,null,"1999-10-21T18:29:59.999",10,21,19,4,"všední",10.7]
[7052,null,null,"1999-10-21T19:29:59.999",10,21,20,4,"všední",10.7]
[7053,null,null,"1999-10-21T20:29:59.999",10,21,21,4,"všední",10]
[7054,null,null,"1999-10-21T21:29:59.999",10,21,22,4,"všední",8]
[7055,null,null,"1999-10-21T22:29:59.999",10,21,23,4,"všední",7.6]
[7056,null,null,"1999-10-21T23:29:59.999",10,21,24,4,"všední",7.2]
[7057,null,null,"1999-10-22T00:29:59.999",10,22,1,5,"všední",6.8]
[7058,null,null,"1999-10-22T01:29:59.999",10,22,2,5,"všední",6.5]
[7059,null,null,"1999-10-22T02:29:59.999",10,22,3,5,"všední",6.1]
[7060,null,null,"1999-10-22T03:29:59.999",10,22,4,5,"všední",5.8]
[7061,null,null,"1999-10-22T04:29:59.999",10,22,5,5,"všední",6.8]
[7062,null,null,"1999-10-22T05:29:59.999",10,22,6,5,"všední",6.8]
[7063,null,null,"1999-10-22T06:29:59.999",10,22,7,5,"všední",7.2]
[7064,null,null,"1999-10-22T07:29:59.999",10,22,8,5,"všední",8]
[7065,null,null,"1999-10-22T08:29:59.999",10,22,9,5,"všední",8]
[7066,null,null,"1999-10-22T09:29:59.999",10,22,{"$f":"G7050","v":10},5,"všední",9.4]
[7067,null,null,"1999-10-22T10:29:59.999",10,22,11,5,"všední",11.8]
[7068,null,null,"1999-10-22T11:29:59.999",10,22,12,5,"všední",11.1]
[7069,null,null,"1999-10-22T12:29:59.999",10,22,13,5,"všední",11.1]
[7070,null,null,"1999-10-22T13:29:59.999",10,22,14,5,"všední",11.2]
[7071,null,null,"1999-10-22T14:29:59.999",10,22,15,5,"všední",11.2]
[7072,null,null,"1999-10-22T15:29:59.999",10,22,16,5,"všední",10]
[7073,null,null,"1999-10-22T16:29:59.999",10,22,17,5,"všední",9.8000000000000007]
[7074,null,null,"1999-10-22T17:29:59.999",10,22,18,5,"všední",9.8000000000000007]
[7075,null,null,"1999-10-22T18:29:59.999",10,22,19,5,"všední",9.1999999999999993]
[7076,null,null,"1999-10-22T19:29:59.999",10,22,20,5,"všední",9]
[7077,null,null,"1999-10-22T20:29:59.999",10,22,21,5,"všední",9]
[7078,null,null,"1999-10-22T21:29:59.999",10,22,22,5,"všední",9]
[7079,null,null,"1999-10-22T22:29:59.999",10,22,23,5,"všední",8.9]
[7080,null,null,"1999-10-22T23:29:59.999",10,22,24,5,"všední",8.6999999999999993]
[7081,null,null,"1999-10-23T00:29:59.999",10,23,1,6,"víkend",8.6]
[7082,null,null,"1999-10-23T01:29:59.999",10,23,2,6,"víkend",8.5]
[7083,null,null,"1999-10-23T02:29:59.999",10,23,3,6,"víkend",8.5]
[7084,null,null,"1999-10-23T03:29:59.999",10,23,4,6,"víkend",8.4]
[7085,null,null,"1999-10-23T04:29:59.999",10,23,5,6,"víkend",8.4]
[7086,null,null,"1999-10-23T05:29:59.999",10,23,6,6,"víkend",8.5]
[7087,null,null,"1999-10-23T06:29:59.999",10,23,7,6,"víkend",8.6]
[7088,null,null,"1999-10-23T07:29:59.999",10,23,8,6,"víkend",8.6999999999999993]
[7089,null,null,"1999-10-23T08:29:59.999",10,23,9,6,"víkend",8.8000000000000007]
[7090,null,null,"1999-10-23T09:29:59.999",10,23,10,6,"víkend",9.5]
[7091,null,null,"1999-10-23T10:29:59.999",10,23,11,6,"víkend",9.5]
[7092,null,null,"1999-10-23T11:29:59.999",10,23,12,6,"víkend",9.5]
[7093,null,null,"1999-10-23T12:29:59.999",10,23,13,6,"víkend",10]
[7094,null,null,"1999-10-23T13:29:59.999",10,23,14,6,"víkend",10.7]
[7095,null,null,"1999-10-23T14:29:59.999",10,23,15,6,"víkend",10.8]
[7096,null,null,"1999-10-23T15:29:59.999",10,23,16,6,"víkend",10.6]
[7097,null,null,"1999-10-23T16:29:59.999",10,23,17,6,"víkend",10.4]
[7098,null,null,"1999-10-23T17:29:59.999",10,23,18,6,"víkend",10.199999999999999]
[7099,null,null,"1999-10-23T18:29:59.999",10,23,19,6,"víkend",10.199999999999999]
[7100,null,null,"1999-10-23T19:29:59.999",10,23,20,6,"víkend",9.9]
[7101,null,null,"1999-10-23T20:29:59.999",10,23,21,6,"víkend",9.8000000000000007]
[7102,null,null,"1999-10-23T21:29:59.999",10,23,22,6,"víkend",9.6]
[7103,null,null,"1999-10-23T22:29:59.999",10,23,23,6,"víkend",9.5]
[7104,null,null,"1999-10-23T23:29:59.999",10,23,24,6,"víkend",9.3000000000000007]
[7105,null,null,"1999-10-24T00:29:59.999",10,24,1,7,"víkend",9.1999999999999993]
[7106,null,null,"1999-10-24T01:29:59.999",10,24,2,{"$f":"WEEKDAY(D7114-1)","v":7},{"$f":"IF(OR(E7114=7,E7114=8),\"prázdniny\",(IF(H7114=6,\"víkend\",IF(H7114=7,\"víkend\",IF(AND(E7114=1,F7114=1),\"prázdniny\",\"všední\")))))","v":"víkend"},9.3000000000000007]
[7107,null,null,{"$f":"D7114+1/24","v":"1999-10-24T02:29:59.999"},10,24,3,7,"víkend",9.4]
[7108,null,null,"1999-10-24T03:29:59.999",10,24,4,7,"víkend",9.5]
[7109,null,null,"1999-10-24T04:29:59.999",10,24,5,7,"víkend",9.8000000000000007]
[7110,null,null,"1999-10-24T05:29:59.999",10,24,6,7,"víkend",9.4]
[7111,null,null,"1999-10-24T06:29:59.999",10,24,7,7,"víkend",8.4]
[7112,null,null,"1999-10-24T07:29:59.999",10,24,8,7,"víkend",9.3000000000000007]
[7113,null,null,"1999-10-24T08:29:59.999",10,24,9,7,"víkend",10]
[7114,null,null,"1999-10-24T09:29:59.999",10,24,10,7,"víkend",11.2]
[7115,null,null,"1999-10-24T10:29:59.999",10,24,11,7,"víkend",12.3]
[7116,null,null,"1999-10-24T11:29:59.999",10,24,12,7,"víkend",15.4]
[7117,null,null,"1999-10-24T12:29:59.999",10,24,13,7,"víkend",14]
[7118,null,null,"1999-10-24T13:29:59.999",10,24,14,7,"víkend",15.2]
[7119,null,null,"1999-10-24T14:29:59.999",10,24,15,7,"víkend",14.1]
[7120,null,null,"1999-10-24T15:29:59.999",10,24,16,7,"víkend",13.6]
[7121,null,null,"1999-10-24T16:29:59.999",10,24,17,7,"víkend",13]
[7122,null,null,"1999-10-24T17:29:59.999",10,24,18,7,"víkend",11.9]
[7123,null,null,"1999-10-24T18:29:59.999",10,24,19,7,"víkend",11.5]
[7124,null,null,"1999-10-24T19:29:59.999",10,24,20,7,"víkend",10.7]
[7125,null,null,"1999-10-24T20:29:59.999",10,24,21,7,"víkend",10.7]
[7126,null,null,"1999-10-24T21:29:59.999",10,24,22,7,"víkend",10.199999999999999]
[7127,null,null,"1999-10-24T22:29:59.999",10,24,23,7,"víkend",9.9]
[7128,null,null,"1999-10-24T23:29:59.999",10,24,24,7,"víkend",9.6999999999999993]
[7129,null,null,"1999-10-25T00:29:59.999",10,25,1,1,"všední",9.4]
[7130,null,null,"1999-10-25T01:29:59.999",10,25,{"$f":"G7114","v":2},1,"všední",9]
[7131,null,null,"1999-10-25T02:29:59.999",10,25,3,1,"všední",8.6999999999999993]
[7132,null,null,"1999-10-25T03:29:59.999",10,25,4,1,"všední",8.3000000000000007]
[7133,null,null,"1999-10-25T04:29:59.999",10,25,5,1,"všední",8.3000000000000007]
[7134,null,null,"1999-10-25T05:29:59.999",10,25,6,1,"všední",8.1999999999999993]
[7135,null,null,"1999-10-25T06:29:59.999",10,25,7,1,"všední",8.1999999999999993]
[7136,null,null,"1999-10-25T07:29:59.999",10,25,8,1,"všední",8.4]
[7137,null,null,"1999-10-25T08:29:59.999",10,25,9,1,"všední",8.9]
[7138,null,null,"1999-10-25T09:29:59.999",10,25,10,1,"všední",9.6999999999999993]
[7139,null,null,"1999-10-25T10:29:59.999",10,25,11,1,"všední",9.4]
[7140,null,null,"1999-10-25T11:29:59.999",10,25,12,1,"všední",9]
[7141,null,null,"1999-10-25T12:29:59.999",10,25,13,1,"všední",8.8000000000000007]
[7142,null,null,"1999-10-25T13:29:59.999",10,25,14,1,"všední",8.4]
[7143,null,null,"1999-10-25T14:29:59.999",10,25,15,1,"všední",7.7]
[7144,null,null,"1999-10-25T15:29:59.999",10,25,16,1,"všední",8]
[7145,null,null,"1999-10-25T16:29:59.999",10,25,17,1,"všední",7.7]
[7146,null,null,"1999-10-25T17:29:59.999",10,25,18,1,"všední",7.8]
[7147,null,null,"1999-10-25T18:29:59.999",10,25,19,1,"všední",7.9]
[7148,null,null,"1999-10-25T19:29:59.999",10,25,20,1,"všední",7.6]
[7149,null,null,"1999-10-25T20:29:59.999",10,25,21,1,"všední",7.4]
[7150,null,null,"1999-10-25T21:29:59.999",10,25,22,1,"všední",7.3]
[7151,null,null,"1999-10-25T22:29:59.999",10,25,23,1,"všední",7.1]
[7152,null,null,"1999-10-25T23:29:59.999",10,25,24,1,"všední",6.8]
[7153,null,null,"1999-10-26T00:29:59.999",10,26,1,2,"všední",6.6]
[7154,null,null,"1999-10-26T01:29:59.999",10,26,2,2,"všední",5.8]
[7155,null,null,"1999-10-26T02:29:59.999",10,26,3,2,"všední",4.9000000000000004]
[7156,null,null,"1999-10-26T03:29:59.999",10,26,4,2,"všední",4.0999999999999996]
[7157,null,null,"1999-10-26T04:29:59.999",10,26,5,2,"všední",3]
[7158,null,null,"1999-10-26T05:29:59.999",10,26,6,2,"všední",4.4000000000000004]
[7159,null,null,"1999-10-26T06:29:59.999",10,26,7,2,"všední",3.4]
[7160,null,null,"1999-10-26T07:29:59.999",10,26,8,2,"všední",3.4]
[7161,null,null,"1999-10-26T08:29:59.998",10,26,9,2,"všední",5.2]
[7162,null,null,"1999-10-26T09:29:59.998",10,26,10,2,"všední",8.4]
[7163,null,null,"1999-10-26T10:29:59.998",10,26,11,2,"všední",8.1]
[7164,null,null,"1999-10-26T11:29:59.998",10,26,12,2,"všední",8.4]
[7165,null,null,"1999-10-26T12:29:59.998",10,26,13,2,"všední",8.8000000000000007]
[7166,null,null,"1999-10-26T13:29:59.998",10,26,14,2,"všední",8.1999999999999993]
[7167,null,null,"1999-10-26T14:29:59.998",10,26,15,2,"všední",8.4]
[7168,null,null,"1999-10-26T15:29:59.998",10,26,16,2,"všední",8.4]
[7169,null,null,"1999-10-26T16:29:59.998",10,26,17,2,"všední",7.3]
[7170,null,null,"1999-10-26T17:29:59.998",10,26,18,{"$f":"WEEKDAY(D7178-1)","v":2},{"$f":"IF(OR(E7178=7,E7178=8),\"prázdniny\",(IF(H7178=6,\"víkend\",IF(H7178=7,\"víkend\",IF(AND(E7178=1,F7178=1),\"prázdniny\",\"všední\")))))","v":"všední"},6.8]
[7171,null,null,{"$f":"D7178+1/24","v":"1999-10-26T18:29:59.998"},10,26,19,2,"všední",5.4]
[7172,null,null,"1999-10-26T19:29:59.998",10,26,20,2,"všední",4.9000000000000004]
[7173,null,null,"1999-10-26T20:29:59.998",10,26,21,2,"všední",3.8]
[7174,null,null,"1999-10-26T21:29:59.998",10,26,22,2,"všední",3.6]
[7175,null,null,"1999-10-26T22:29:59.998",10,26,23,2,"všední",3.1]
[7176,null,null,"1999-10-26T23:29:59.998",10,26,24,2,"všední",2.5]
[7177,null,null,"1999-10-27T00:29:59.998",10,27,1,3,"všední",2]
[7178,null,null,"1999-10-27T01:29:59.998",10,27,2,3,"všední",1.5]
[7179,null,null,"1999-10-27T02:29:59.998",10,27,3,3,"všední",0.9]
[7180,null,null,"1999-10-27T03:29:59.998",10,27,4,3,"všední",0.4]
[7181,null,null,"1999-10-27T04:29:59.998",10,27,5,3,"všední",1]
[7182,null,null,"1999-10-27T05:29:59.998",10,27,6,3,"všední",-0.4]
[7183,null,null,"1999-10-27T06:29:59.998",10,27,7,3,"všední",-0.5]
[7184,null,null,"1999-10-27T07:29:59.998",10,27,8,3,"všední",1]
[7185,null,null,"1999-10-27T08:29:59.998",10,27,9,3,"všední",3.4]
[7186,null,null,"1999-10-27T09:29:59.998",10,27,10,3,"všední",2]
[7187,null,null,"1999-10-27T10:29:59.998",10,27,11,3,"všední",6]
[7188,null,null,"1999-10-27T11:29:59.998",10,27,12,3,"všední",7.6]
[7189,null,null,"1999-10-27T12:29:59.998",10,27,13,3,"všední",8.8000000000000007]
[7190,null,null,"1999-10-27T13:29:59.998",10,27,14,3,"všední",9.1999999999999993]
[7191,null,null,"1999-10-27T14:29:59.998",10,27,15,3,"všední",10.199999999999999]
[7192,null,null,"1999-10-27T15:29:59.998",10,27,16,3,"všední",9.3000000000000007]
[7193,null,null,"1999-10-27T16:29:59.998",10,27,17,3,"všední",8.1999999999999993]
[7194,null,null,"1999-10-27T17:29:59.998",10,27,{"$f":"G7178","v":18},3,"všední",7.5]
[7195,null,null,"1999-10-27T18:29:59.998",10,27,19,3,"všední",6.2]
[7196,null,null,"1999-10-27T19:29:59.998",10,27,20,3,"všední",6.1]
[7197,null,null,"1999-10-27T20:29:59.998",10,27,21,3,"všední",5.4]
[7198,null,null,"1999-10-27T21:29:59.998",10,27,22,3,"všední",4.5]
[7199,null,null,"1999-10-27T22:29:59.998",10,27,23,3,"všední",4.0999999999999996]
[7200,null,null,"1999-10-27T23:29:59.998",10,27,24,3,"všední",3.7]
[7201,null,null,"1999-10-28T00:29:59.998",10,28,1,4,"všední",3.3]
[7202,null,null,"1999-10-28T01:29:59.998",10,28,2,4,"všední",3.3]
[7203,null,null,"1999-10-28T02:29:59.998",10,28,3,4,"všední",3.4]
[7204,null,null,"1999-10-28T03:29:59.998",10,28,4,4,"všední",3.4]
[7205,null,null,"1999-10-28T04:29:59.998",10,28,5,4,"všední",3.3]
[7206,null,null,"1999-10-28T05:29:59.998",10,28,6,4,"všední",3]
[7207,null,null,"1999-10-28T06:29:59.998",10,28,7,4,"všední",3]
[7208,null,null,"1999-10-28T07:29:59.998",10,28,8,4,"všední",3.4]
[7209,null,null,"1999-10-28T08:29:59.998",10,28,9,4,"všední",5.3]
[7210,null,null,"1999-10-28T09:29:59.998",10,28,10,4,"všední",8.1999999999999993]
[7211,null,null,"1999-10-28T10:29:59.998",10,28,11,4,"všední",9.1999999999999993]
[7212,null,null,"1999-10-28T11:29:59.998",10,28,12,4,"všední",10]
[7213,null,null,"1999-10-28T12:29:59.998",10,28,13,4,"všední",10]
[7214,null,null,"1999-10-28T13:29:59.998",10,28,14,4,"všední",9.6]
[7215,null,null,"1999-10-28T14:29:59.998",10,28,15,4,"všední",8.8000000000000007]
[7216,null,null,"1999-10-28T15:29:59.998",10,28,16,4,"všední",8]
[7217,null,null,"1999-10-28T16:29:59.998",10,28,17,4,"všední",7.2]
[7218,null,null,"1999-10-28T17:29:59.998",10,28,18,4,"všední",6.9]
[7219,null,null,"1999-10-28T18:29:59.998",10,28,19,4,"všední",6.9]
[7220,null,null,"1999-10-28T19:29:59.998",10,28,20,4,"všední",6.9]
[7221,null,null,"1999-10-28T20:29:59.998",10,28,21,4,"všední",6.4]
[7222,null,null,"1999-10-28T21:29:59.998",10,28,22,4,"všední",6.3]
[7223,null,null,"1999-10-28T22:29:59.998",10,28,23,4,"všední",6.2]
[7224,null,null,"1999-10-28T23:29:59.998",10,28,24,4,"všední",6.2]
[7225,null,null,"1999-10-29T00:29:59.998",10,29,1,5,"všední",6.1]
[7226,null,null,"1999-10-29T01:29:59.998",10,29,2,5,"všední",5.8]
[7227,null,null,"1999-10-29T02:29:59.998",10,29,3,5,"všední",5.6]
[7228,null,null,"1999-10-29T03:29:59.998",10,29,4,5,"všední",5.3]
[7229,null,null,"1999-10-29T04:29:59.998",10,29,5,5,"všední",4.0999999999999996]
[7230,null,null,"1999-10-29T05:29:59.998",10,29,6,5,"všední",2.6]
[7231,null,null,"1999-10-29T06:29:59.998",10,29,7,5,"všední",2.5]
[7232,null,null,"1999-10-29T07:29:59.998",10,29,8,5,"všední",3.4]
[7233,null,null,"1999-10-29T08:29:59.998",10,29,9,5,"všední",4.4000000000000004]
[7234,null,null,"1999-10-29T09:29:59.998",10,29,10,{"$f":"WEEKDAY(D7242-1)","v":5},{"$f":"IF(OR(E7242=7,E7242=8),\"prázdniny\",(IF(H7242=6,\"víkend\",IF(H7242=7,\"víkend\",IF(AND(E7242=1,F7242=1),\"prázdniny\",\"všední\")))))","v":"všední"},5.8]
[7235,null,null,{"$f":"D7242+1/24","v":"1999-10-29T10:29:59.998"},10,29,11,5,"všední",5.8]
[7236,null,null,"1999-10-29T11:29:59.998",10,29,12,5,"všední",7]
[7237,null,null,"1999-10-29T12:29:59.998",10,29,13,5,"všední",7.7]
[7238,null,null,"1999-10-29T13:29:59.998",10,29,14,5,"všední",7.7]
[7239,null,null,"1999-10-29T14:29:59.998",10,29,15,5,"všední",6.8]
[7240,null,null,"1999-10-29T15:29:59.998",10,29,16,5,"všední",6.5]
[7241,null,null,"1999-10-29T16:29:59.998",10,29,17,5,"všední",5.3]
[7242,null,null,"1999-10-29T17:29:59.998",10,29,18,5,"všední",4.5]
[7243,null,null,"1999-10-29T18:29:59.998",10,29,19,5,"všední",3.6]
[7244,null,null,"1999-10-29T19:29:59.998",10,29,20,5,"všední",3.1]
[7245,null,null,"1999-10-29T20:29:59.998",10,29,21,5,"všední",2.7]
[7246,null,null,"1999-10-29T21:29:59.998",10,29,22,5,"všední",2.1]
[7247,null,null,"1999-10-29T22:29:59.998",10,29,23,5,"všední",2.1]
[7248,null,null,"1999-10-29T23:29:59.998",10,29,24,5,"všední",2.1]
[7249,null,null,"1999-10-30T00:29:59.998",10,30,1,6,"víkend",2.1]
[7250,null,null,"1999-10-30T01:29:59.998",10,30,2,6,"víkend",1.5]
[7251,null,null,"1999-10-30T02:29:59.998",10,30,3,6,"víkend",0.9]
[7252,null,null,"1999-10-30T03:29:59.998",10,30,4,6,"víkend",0.3]
[7253,null,null,"1999-10-30T04:29:59.998",10,30,5,6,"víkend",0.2]
[7254,null,null,"1999-10-30T05:29:59.998",10,30,6,6,"víkend",0.2]
[7255,null,null,"1999-10-30T06:29:59.998",10,30,7,6,"víkend",1]
[7256,null,null,"1999-10-30T07:29:59.998",10,30,8,6,"víkend",1]
[7257,null,null,"1999-10-30T08:29:59.998",10,30,9,6,"víkend",2.6]
[7258,null,null,"1999-10-30T09:29:59.998",10,30,{"$f":"G7242","v":10},6,"víkend",4.2]
[7259,null,null,"1999-10-30T10:29:59.998",10,30,11,6,"víkend",6.2]
[7260,null,null,"1999-10-30T11:29:59.998",10,30,12,6,"víkend",8.4]
[7261,null,null,"1999-10-30T12:29:59.998",10,30,13,6,"víkend",9.6]
[7262,null,null,"1999-10-30T13:29:59.998",10,30,14,6,"víkend",9.1999999999999993]
[7263,null,null,"1999-10-30T14:29:59.998",10,30,15,6,"víkend",8.6]
[7264,null,null,"1999-10-30T15:29:59.998",10,30,16,6,"víkend",7.8]
[7265,null,null,"1999-10-30T16:29:59.998",10,30,17,6,"víkend",6]
[7266,null,null,"1999-10-30T17:29:59.998",10,30,18,6,"víkend",5.3]
[7267,null,null,"1999-10-30T18:29:59.998",10,30,19,6,"víkend",3.9]
[7268,null,null,"1999-10-30T19:29:59.998",10,30,20,6,"víkend",3]
[7269,null,null,"1999-10-30T20:29:59.998",10,30,21,6,"víkend",2.1]
[7270,null,null,"1999-10-30T21:29:59.998",10,30,22,6,"víkend",1.8]
[7271,null,null,"1999-10-30T22:29:59.998",10,30,23,6,"víkend",1.6]
[7272,null,null,"1999-10-30T23:29:59.998",10,30,24,6,"víkend",1.5]
[7273,null,null,"1999-10-31T00:29:59.998",10,30,1,7,"víkend",1.3]
[7274,null,null,"1999-10-31T01:29:59.998",10,30,2,7,"víkend",0.6]
[7275,null,null,"1999-10-31T02:29:59.998",10,30,3,7,"víkend",0]
[7276,null,null,"1999-10-31T03:29:59.998",10,30,4,7,"víkend",-0.7]
[7277,null,null,"1999-10-31T04:29:59.998",10,30,5,7,"víkend",-1.5]
[7278,null,null,"1999-10-31T05:29:59.998",10,30,6,7,"víkend",-2.1]
[7279,null,null,"1999-10-31T06:29:59.998",10,30,7,7,"víkend",-1.6]
[7280,null,null,"1999-10-31T07:29:59.998",10,30,8,7,"víkend",-0.8]
[7281,null,null,"1999-10-31T08:29:59.998",10,30,9,7,"víkend",0.2]
[7282,null,null,"1999-10-31T09:29:59.998",10,30,10,7,"víkend",3]
[7283,null,null,"1999-10-31T10:29:59.998",10,30,11,7,"víkend",6.2]
[7284,null,null,"1999-10-31T11:29:59.998",10,30,12,7,"víkend",7.4]
[7285,null,null,"1999-10-31T12:29:59.998",10,30,13,7,"víkend",7.2]
[7286,null,null,"1999-10-31T13:29:59.998",10,30,14,7,"víkend",8.6999999999999993]
[7287,null,null,"1999-10-31T14:29:59.998",10,30,15,7,"víkend",8.6999999999999993]
[7288,null,null,"1999-10-31T15:29:59.998",10,30,16,7,"víkend",7.4]
[7289,null,null,"1999-10-31T16:29:59.998",10,30,17,7,"víkend",6.2]
[7290,null,null,"1999-10-31T17:29:59.998",10,30,18,7,"víkend",5.8]
[7291,null,null,"1999-10-31T18:29:59.998",10,30,19,7,"víkend",3.9]
[7292,null,null,"1999-10-31T19:29:59.998",10,30,20,7,"víkend",2.6]
[7293,null,null,"1999-10-31T20:29:59.998",10,30,21,7,"víkend",2.4]
[7294,null,null,"1999-10-31T21:29:59.998",10,30,22,7,"víkend",1.8]
[7295,null,null,"1999-10-31T22:29:59.998",10,30,23,7,"víkend",1.8]
[7296,null,null,"1999-10-31T23:29:59.998",10,30,24,7,"víkend",1.8]
[7297,null,null,"1999-11-01T00:29:59.998",11,1,1,1,"všední",4.5]
[7298,null,null,"1999-11-01T01:29:59.998",11,1,2,{"$f":"WEEKDAY(D7306-1)","v":1},{"$f":"IF(OR(E7306=7,E7306=8),\"prázdniny\",(IF(H7306=6,\"víkend\",IF(H7306=7,\"víkend\",IF(AND(E7306=1,F7306=1),\"prázdniny\",\"všední\")))))","v":"všední"},3.8]
[7299,null,null,{"$f":"D7306+1/24","v":"1999-11-01T02:29:59.998"},11,1,3,1,"všední",4.2]
[7300,null,null,"1999-11-01T03:29:59.998",11,1,4,1,"všední",4.9000000000000004]
[7301,null,null,"1999-11-01T04:29:59.998",11,1,5,1,"všední",6.7]
[7302,null,null,"1999-11-01T05:29:59.998",11,1,6,1,"všední",7.5]
[7303,null,null,"1999-11-01T06:29:59.998",11,1,7,1,"všední",7.2]
[7304,null,null,"1999-11-01T07:29:59.998",11,1,8,1,"všední",7.2]
[7305,null,null,"1999-11-01T08:29:59.998",11,1,9,1,"všední",7.8]
[7306,null,null,"1999-11-01T09:29:59.998",11,1,10,1,"všední",8.5]
[7307,null,null,"1999-11-01T10:29:59.998",11,1,11,1,"všední",9.6999999999999993]
[7308,null,null,"1999-11-01T11:29:59.998",11,1,12,1,"všední",10.199999999999999]
[7309,null,null,"1999-11-01T12:29:59.998",11,1,13,1,"všední",11.2]
[7310,null,null,"1999-11-01T13:29:59.998",11,1,14,1,"všední",11.7]
[7311,null,null,"1999-11-01T14:29:59.998",11,1,15,1,"všední",11.7]
[7312,null,null,"1999-11-01T15:29:59.998",11,1,16,1,"všední",11.9]
[7313,null,null,"1999-11-01T16:29:59.998",11,1,17,1,"všední",11.8]
[7314,null,null,"1999-11-01T17:29:59.998",11,1,18,1,"všední",11.9]
[7315,null,null,"1999-11-01T18:29:59.998",11,1,19,1,"všední",11.5]
[7316,null,null,"1999-11-01T19:29:59.998",11,1,20,1,"všední",11.4]
[7317,null,null,"1999-11-01T20:29:59.998",11,1,21,1,"všední",11.5]
[7318,null,null,"1999-11-01T21:29:59.998",11,1,22,1,"všední",11.4]
[7319,null,null,"1999-11-01T22:29:59.998",11,1,23,1,"všední",11.2]
[7320,null,null,"1999-11-01T23:29:59.998",11,1,24,1,"všední",11.3]
[7321,null,null,"1999-11-02T00:29:59.998",11,2,1,2,"všední",11.2]
[7322,null,null,"1999-11-02T01:29:59.998",11,2,{"$f":"G7306","v":2},2,"všední",10.199999999999999]
[7323,null,null,"1999-11-02T02:29:59.998",11,2,3,2,"všední",9.9]
[7324,null,null,"1999-11-02T03:29:59.998",11,2,4,2,"všední",9]
[7325,null,null,"1999-11-02T04:29:59.998",11,2,5,2,"všední",9.1999999999999993]
[7326,null,null,"1999-11-02T05:29:59.998",11,2,6,2,"všední",8.6999999999999993]
[7327,null,null,"1999-11-02T06:29:59.998",11,2,7,2,"všední",8.6]
[7328,null,null,"1999-11-02T07:29:59.998",11,2,8,2,"všední",8.8000000000000007]
[7329,null,null,"1999-11-02T08:29:59.998",11,2,9,2,"všední",10.9]
[7330,null,null,"1999-11-02T09:29:59.998",11,2,10,2,"všední",12.1]
[7331,null,null,"1999-11-02T10:29:59.998",11,2,11,2,"všední",11.8]
[7332,null,null,"1999-11-02T11:29:59.998",11,2,12,2,"všední",12.4]
[7333,null,null,"1999-11-02T12:29:59.998",11,2,13,2,"všední",13.1]
[7334,null,null,"1999-11-02T13:29:59.998",11,2,14,2,"všední",12.9]
[7335,null,null,"1999-11-02T14:29:59.998",11,2,15,2,"všední",12.6]
[7336,null,null,"1999-11-02T15:29:59.998",11,2,16,2,"všední",12.3]
[7337,null,null,"1999-11-02T16:29:59.998",11,2,17,2,"všední",11.5]
[7338,null,null,"1999-11-02T17:29:59.998",11,2,18,2,"všední",11.7]
[7339,null,null,"1999-11-02T18:29:59.998",11,2,19,2,"všední",12]
[7340,null,null,"1999-11-02T19:29:59.998",11,2,20,2,"všední",12]
[7341,null,null,"1999-11-02T20:29:59.998",11,2,21,2,"všední",12]
[7342,null,null,"1999-11-02T21:29:59.998",11,2,22,2,"všední",11.9]
[7343,null,null,"1999-11-02T22:29:59.998",11,2,23,2,"všední",12.1]
[7344,null,null,"1999-11-02T23:29:59.998",11,2,24,2,"všední",12]
[7345,null,null,"1999-11-03T00:29:59.998",11,3,1,3,"všední",11.8]
[7346,null,null,"1999-11-03T01:29:59.998",11,3,2,3,"všední",11.9]
[7347,null,null,"1999-11-03T02:29:59.998",11,3,3,3,"všední",11.7]
[7348,null,null,"1999-11-03T03:29:59.998",11,3,4,3,"všední",11.7]
[7349,null,null,"1999-11-03T04:29:59.998",11,3,5,3,"všední",11.5]
[7350,null,null,"1999-11-03T05:29:59.998",11,3,6,3,"všední",11.5]
[7351,null,null,"1999-11-03T06:29:59.998",11,3,7,3,"všední",11.4]
[7352,null,null,"1999-11-03T07:29:59.998",11,3,8,3,"všední",11.6]
[7353,null,null,"1999-11-03T08:29:59.998",11,3,9,3,"všední",11.4]
[7354,null,null,"1999-11-03T09:29:59.998",11,3,10,3,"všední",12.3]
[7355,null,null,"1999-11-03T10:29:59.998",11,3,11,3,"všední",12.9]
[7356,null,null,"1999-11-03T11:29:59.998",11,3,12,3,"všední",13.1]
[7357,null,null,"1999-11-03T12:29:59.998",11,3,13,3,"všední",13.7]
[7358,null,null,"1999-11-03T13:29:59.998",11,3,14,3,"všední",13.9]
[7359,null,null,"1999-11-03T14:29:59.998",11,3,15,3,"všední",13.1]
[7360,null,null,"1999-11-03T15:29:59.998",11,3,16,3,"všední",12.5]
[7361,null,null,"1999-11-03T16:29:59.998",11,3,17,3,"všední",11.6]
[7362,null,null,"1999-11-03T17:29:59.998",11,3,18,{"$f":"WEEKDAY(D7370-1)","v":3},{"$f":"IF(OR(E7370=7,E7370=8),\"prázdniny\",(IF(H7370=6,\"víkend\",IF(H7370=7,\"víkend\",IF(AND(E7370=1,F7370=1),\"prázdniny\",\"všední\")))))","v":"všední"},11]
[7363,null,null,{"$f":"D7370+1/24","v":"1999-11-03T18:29:59.998"},11,3,19,3,"všední",10.4]
[7364,null,null,"1999-11-03T19:29:59.998",11,3,20,3,"všední",10]
[7365,null,null,"1999-11-03T20:29:59.998",11,3,21,3,"všední",9.9]
[7366,null,null,"1999-11-03T21:29:59.998",11,3,22,3,"všední",9.6]
[7367,null,null,"1999-11-03T22:29:59.998",11,3,23,3,"všední",9.6999999999999993]
[7368,null,null,"1999-11-03T23:29:59.998",11,3,24,3,"všední",9.1]
[7369,null,null,"1999-11-04T00:29:59.998",11,4,1,4,"všední",8.6999999999999993]
[7370,null,null,"1999-11-04T01:29:59.998",11,4,2,4,"všední",8.1999999999999993]
[7371,null,null,"1999-11-04T02:29:59.998",11,4,3,4,"všední",10.1]
[7372,null,null,"1999-11-04T03:29:59.998",11,4,4,4,"všední",10.3]
[7373,null,null,"1999-11-04T04:29:59.998",11,4,5,4,"všední",9.9]
[7374,null,null,"1999-11-04T05:29:59.998",11,4,6,4,"všední",9.6999999999999993]
[7375,null,null,"1999-11-04T06:29:59.998",11,4,7,4,"všední",9.4]
[7376,null,null,"1999-11-04T07:29:59.998",11,4,8,4,"všední",9.6]
[7377,null,null,"1999-11-04T08:29:59.998",11,4,9,4,"všední",10.7]
[7378,null,null,"1999-11-04T09:29:59.998",11,4,10,4,"všední",12.8]
[7379,null,null,"1999-11-04T10:29:59.998",11,4,11,4,"všední",14.4]
[7380,null,null,"1999-11-04T11:29:59.998",11,4,12,4,"všední",15.2]
[7381,null,null,"1999-11-04T12:29:59.998",11,4,13,4,"všední",15.7]
[7382,null,null,"1999-11-04T13:29:59.998",11,4,14,4,"všední",16.3]
[7383,null,null,"1999-11-04T14:29:59.998",11,4,15,4,"všední",15.1]
[7384,null,null,"1999-11-04T15:29:59.998",11,4,16,4,"všední",13.3]
[7385,null,null,"1999-11-04T16:29:59.998",11,4,17,4,"všední",11.4]
[7386,null,null,"1999-11-04T17:29:59.998",11,4,{"$f":"G7370","v":18},4,"všední",10.9]
[7387,null,null,"1999-11-04T18:29:59.998",11,4,19,4,"všední",11]
[7388,null,null,"1999-11-04T19:29:59.998",11,4,20,4,"všední",11.1]
[7389,null,null,"1999-11-04T20:29:59.998",11,4,21,4,"všední",10.3]
[7390,null,null,"1999-11-04T21:29:59.998",11,4,22,4,"všední",9.9]
[7391,null,null,"1999-11-04T22:29:59.998",11,4,23,4,"všední",9.6]
[7392,null,null,"1999-11-04T23:29:59.998",11,4,24,4,"všední",8]
[7393,null,null,"1999-11-05T00:29:59.998",11,5,1,5,"všední",8.6999999999999993]
[7394,null,null,"1999-11-05T01:29:59.998",11,5,2,5,"všední",8.4]
[7395,null,null,"1999-11-05T02:29:59.998",11,5,3,5,"všední",8.5]
[7396,null,null,"1999-11-05T03:29:59.998",11,5,4,5,"všední",7.9]
[7397,null,null,"1999-11-05T04:29:59.998",11,5,5,5,"všední",6.7]
[7398,null,null,"1999-11-05T05:29:59.998",11,5,6,5,"všední",6.3]
[7399,null,null,"1999-11-05T06:29:59.998",11,5,7,5,"všední",6]
[7400,null,null,"1999-11-05T07:29:59.998",11,5,8,5,"všední",5.8]
[7401,null,null,"1999-11-05T08:29:59.998",11,5,9,5,"všední",6.2]
[7402,null,null,"1999-11-05T09:29:59.998",11,5,10,5,"všední",7.7]
[7403,null,null,"1999-11-05T10:29:59.998",11,5,11,5,"všední",11.5]
[7404,null,null,"1999-11-05T11:29:59.998",11,5,12,5,"všední",12.9]
[7405,null,null,"1999-11-05T12:29:59.998",11,5,13,5,"všední",15.3]
[7406,null,null,"1999-11-05T13:29:59.998",11,5,14,5,"všední",14.5]
[7407,null,null,"1999-11-05T14:29:59.998",11,5,15,5,"všední",14]
[7408,null,null,"1999-11-05T15:29:59.998",11,5,16,5,"všední",13.2]
[7409,null,null,"1999-11-05T16:29:59.998",11,5,17,5,"všední",12.6]
[7410,null,null,"1999-11-05T17:29:59.998",11,5,18,5,"všední",12.2]
[7411,null,null,"1999-11-05T18:29:59.998",11,5,19,5,"všední",11.3]
[7412,null,null,"1999-11-05T19:29:59.998",11,5,20,5,"všední",10.5]
[7413,null,null,"1999-11-05T20:29:59.998",11,5,21,5,"všední",9.6]
[7414,null,null,"1999-11-05T21:29:59.998",11,5,22,5,"všední",9.4]
[7415,null,null,"1999-11-05T22:29:59.998",11,5,23,5,"všední",8.6999999999999993]
[7416,null,null,"1999-11-05T23:29:59.998",11,5,24,5,"všední",8.3000000000000007]
[7417,null,null,"1999-11-06T00:29:59.998",11,6,1,6,"víkend",7.8]
[7418,null,null,"1999-11-06T01:29:59.998",11,6,2,6,"víkend",7.2]
[7419,null,null,"1999-11-06T02:29:59.998",11,6,3,6,"víkend",6.6]
[7420,null,null,"1999-11-06T03:29:59.998",11,6,4,6,"víkend",6.3]
[7421,null,null,"1999-11-06T04:29:59.998",11,6,5,6,"víkend",6.2]
[7422,null,null,"1999-11-06T05:29:59.998",11,6,6,6,"víkend",5.3]
[7423,null,null,"1999-11-06T06:29:59.998",11,6,7,6,"víkend",5]
[7424,null,null,"1999-11-06T07:29:59.998",11,6,8,6,"víkend",5.6]
[7425,null,null,"1999-11-06T08:29:59.998",11,6,9,6,"víkend",8.1999999999999993]
[7426,null,null,"1999-11-06T09:29:59.998",11,6,10,{"$f":"WEEKDAY(D7434-1)","v":6},{"$f":"IF(OR(E7434=7,E7434=8),\"prázdniny\",(IF(H7434=6,\"víkend\",IF(H7434=7,\"víkend\",IF(AND(E7434=1,F7434=1),\"prázdniny\",\"všední\")))))","v":"víkend"},10.199999999999999]
[7427,null,null,{"$f":"D7434+1/24","v":"1999-11-06T10:29:59.998"},11,6,11,6,"víkend",11.3]
[7428,null,null,"1999-11-06T11:29:59.998",11,6,12,6,"víkend",12.2]
[7429,null,null,"1999-11-06T12:29:59.998",11,6,13,6,"víkend",11.2]
[7430,null,null,"1999-11-06T13:29:59.998",11,6,14,6,"víkend",11.2]
[7431,null,null,"1999-11-06T14:29:59.998",11,6,15,6,"víkend",11.3]
[7432,null,null,"1999-11-06T15:29:59.998",11,6,16,6,"víkend",10.8]
[7433,null,null,"1999-11-06T16:29:59.998",11,6,17,6,"víkend",11.2]
[7434,null,null,"1999-11-06T17:29:59.998",11,6,18,6,"víkend",11.6]
[7435,null,null,"1999-11-06T18:29:59.998",11,6,19,6,"víkend",11.6]
[7436,null,null,"1999-11-06T19:29:59.998",11,6,20,6,"víkend",11.5]
[7437,null,null,"1999-11-06T20:29:59.998",11,6,21,6,"víkend",11.9]
[7438,null,null,"1999-11-06T21:29:59.998",11,6,22,6,"víkend",11.7]
[7439,null,null,"1999-11-06T22:29:59.998",11,6,23,6,"víkend",12.3]
[7440,null,null,"1999-11-06T23:29:59.998",11,6,24,6,"víkend",12.1]
[7441,null,null,"1999-11-07T00:29:59.998",11,7,1,7,"víkend",12.4]
[7442,null,null,"1999-11-07T01:29:59.998",11,7,2,7,"víkend",12.3]
[7443,null,null,"1999-11-07T02:29:59.998",11,7,3,7,"víkend",12.1]
[7444,null,null,"1999-11-07T03:29:59.998",11,7,4,7,"víkend",12.3]
[7445,null,null,"1999-11-07T04:29:59.998",11,7,5,7,"víkend",12.2]
[7446,null,null,"1999-11-07T05:29:59.998",11,7,6,7,"víkend",11.8]
[7447,null,null,"1999-11-07T06:29:59.998",11,7,7,7,"víkend",13.2]
[7448,null,null,"1999-11-07T07:29:59.998",11,7,8,7,"víkend",12.5]
[7449,null,null,"1999-11-07T08:29:59.998",11,7,9,7,"víkend",12.1]
[7450,null,null,"1999-11-07T09:29:59.998",11,7,{"$f":"G7434","v":10},7,"víkend",12.2]
[7451,null,null,"1999-11-07T10:29:59.998",11,7,11,7,"víkend",10.7]
[7452,null,null,"1999-11-07T11:29:59.998",11,7,12,7,"víkend",10.4]
[7453,null,null,"1999-11-07T12:29:59.998",11,7,13,7,"víkend",10.8]
[7454,null,null,"1999-11-07T13:29:59.998",11,7,14,7,"víkend",10.8]
[7455,null,null,"1999-11-07T14:29:59.998",11,7,15,7,"víkend",10.8]
[7456,null,null,"1999-11-07T15:29:59.998",11,7,16,7,"víkend",10.3]
[7457,null,null,"1999-11-07T16:29:59.998",11,7,17,7,"víkend",9.8000000000000007]
[7458,null,null,"1999-11-07T17:29:59.998",11,7,18,7,"víkend",9.6999999999999993]
[7459,null,null,"1999-11-07T18:29:59.998",11,7,19,7,"víkend",9.4]
[7460,null,null,"1999-11-07T19:29:59.998",11,7,20,7,"víkend",9.5]
[7461,null,null,"1999-11-07T20:29:59.998",11,7,21,7,"víkend",9.6999999999999993]
[7462,null,null,"1999-11-07T21:29:59.998",11,7,22,7,"víkend",9.4]
[7463,null,null,"1999-11-07T22:29:59.998",11,7,23,7,"víkend",8.8000000000000007]
[7464,null,null,"1999-11-07T23:29:59.998",11,7,24,7,"víkend",8]
[7465,null,null,"1999-11-08T00:29:59.998",11,8,1,1,"všední",7.7]
[7466,null,null,"1999-11-08T01:29:59.998",11,8,2,1,"všední",7.5]
[7467,null,null,"1999-11-08T02:29:59.998",11,8,3,1,"všední",7.6]
[7468,null,null,"1999-11-08T03:29:59.998",11,8,4,1,"všední",7]
[7469,null,null,"1999-11-08T04:29:59.998",11,8,5,1,"všední",7.1]
[7470,null,null,"1999-11-08T05:29:59.998",11,8,6,1,"všední",7.2]
[7471,null,null,"1999-11-08T06:29:59.998",11,8,7,1,"všední",7]
[7472,null,null,"1999-11-08T07:29:59.998",11,8,8,1,"všední",6.8]
[7473,null,null,"1999-11-08T08:29:59.998",11,8,9,1,"všední",7.4]
[7474,null,null,"1999-11-08T09:29:59.998",11,8,10,1,"všední",8.3000000000000007]
[7475,null,null,"1999-11-08T10:29:59.998",11,8,11,1,"všední",8.4]
[7476,null,null,"1999-11-08T11:29:59.998",11,8,12,1,"všední",8.1]
[7477,null,null,"1999-11-08T12:29:59.998",11,8,13,1,"všední",8.9]
[7478,null,null,"1999-11-08T13:29:59.998",11,8,14,1,"všední",6.6]
[7479,null,null,"1999-11-08T14:29:59.998",11,8,15,1,"všední",6.9]
[7480,null,null,"1999-11-08T15:29:59.998",11,8,16,1,"všední",6.6]
[7481,null,null,"1999-11-08T16:29:59.998",11,8,17,1,"všední",6]
[7482,null,null,"1999-11-08T17:29:59.998",11,8,18,1,"všední",5.6]
[7483,null,null,"1999-11-08T18:29:59.998",11,8,19,1,"všední",5.4]
[7484,null,null,"1999-11-08T19:29:59.998",11,8,20,1,"všední",4.9000000000000004]
[7485,null,null,"1999-11-08T20:29:59.998",11,8,21,1,"všední",4.5]
[7486,null,null,"1999-11-08T21:29:59.998",11,8,22,1,"všední",4.0999999999999996]
[7487,null,null,"1999-11-08T22:29:59.998",11,8,23,1,"všední",3.6]
[7488,null,null,"1999-11-08T23:29:59.998",11,8,24,1,"všední",3.4]
[7489,null,null,"1999-11-09T00:29:59.998",11,9,1,2,"všední",3]
[7490,null,null,"1999-11-09T01:29:59.998",11,9,2,{"$f":"WEEKDAY(D7498-1)","v":2},{"$f":"IF(OR(E7498=7,E7498=8),\"prázdniny\",(IF(H7498=6,\"víkend\",IF(H7498=7,\"víkend\",IF(AND(E7498=1,F7498=1),\"prázdniny\",\"všední\")))))","v":"všední"},2.9]
[7491,null,null,{"$f":"D7498+1/24","v":"1999-11-09T02:29:59.998"},11,9,3,2,"všední",2.7]
[7492,null,null,"1999-11-09T03:29:59.998",11,9,4,2,"všední",2.4]
[7493,null,null,"1999-11-09T04:29:59.998",11,9,5,2,"všední",2.2000000000000002]
[7494,null,null,"1999-11-09T05:29:59.998",11,9,6,2,"všední",2.2999999999999998]
[7495,null,null,"1999-11-09T06:29:59.998",11,9,7,2,"všední",3.2]
[7496,null,null,"1999-11-09T07:29:59.998",11,9,8,2,"všední",3.3]
[7497,null,null,"1999-11-09T08:29:59.998",11,9,9,2,"všední",5.2]
[7498,null,null,"1999-11-09T09:29:59.998",11,9,10,2,"všední",6.8]
[7499,null,null,"1999-11-09T10:29:59.998",11,9,11,2,"všední",8.6]
[7500,null,null,"1999-11-09T11:29:59.998",11,9,12,2,"všední",8.5]
[7501,null,null,"1999-11-09T12:29:59.998",11,9,13,2,"všední",8.8000000000000007]
[7502,null,null,"1999-11-09T13:29:59.998",11,9,14,2,"všední",9.9]
[7503,null,null,"1999-11-09T14:29:59.998",11,9,15,2,"všední",8.9]
[7504,null,null,"1999-11-09T15:29:59.998",11,9,16,2,"všední",8.6]
[7505,null,null,"1999-11-09T16:29:59.998",11,9,17,2,"všední",8.1999999999999993]
[7506,null,null,"1999-11-09T17:29:59.998",11,9,18,2,"všední",7.8]
[7507,null,null,"1999-11-09T18:29:59.998",11,9,19,2,"všední",7.7]
[7508,null,null,"1999-11-09T19:29:59.998",11,9,20,2,"všední",7.4]
[7509,null,null,"1999-11-09T20:29:59.998",11,9,21,2,"všední",7]
[7510,null,null,"1999-11-09T21:29:59.998",11,9,22,2,"všední",6.7]
[7511,null,null,"1999-11-09T22:29:59.998",11,9,23,2,"všední",6.6]
[7512,null,null,"1999-11-09T23:29:59.998",11,9,24,2,"všední",6.4]
[7513,null,null,"1999-11-10T00:29:59.998",11,10,1,3,"všední",6.6]
[7514,null,null,"1999-11-10T01:29:59.998",11,10,{"$f":"G7498","v":2},3,"všední",5.8]
[7515,null,null,"1999-11-10T02:29:59.998",11,10,3,3,"všední",5.6]
[7516,null,null,"1999-11-10T03:29:59.998",11,10,4,3,"všední",5]
[7517,null,null,"1999-11-10T04:29:59.998",11,10,5,3,"všední",4.4000000000000004]
[7518,null,null,"1999-11-10T05:29:59.998",11,10,6,3,"všední",4.2]
[7519,null,null,"1999-11-10T06:29:59.998",11,10,7,3,"všední",4.3]
[7520,null,null,"1999-11-10T07:29:59.998",11,10,8,3,"všední",4.5999999999999996]
[7521,null,null,"1999-11-10T08:29:59.998",11,10,9,3,"všední",6.4]
[7522,null,null,"1999-11-10T09:29:59.998",11,10,10,3,"všední",8.3000000000000007]
[7523,null,null,"1999-11-10T10:29:59.998",11,10,11,3,"všední",9.5]
[7524,null,null,"1999-11-10T11:29:59.998",11,10,12,3,"všední",9.6999999999999993]
[7525,null,null,"1999-11-10T12:29:59.998",11,10,13,3,"všední",9.8000000000000007]
[7526,null,null,"1999-11-10T13:29:59.998",11,10,14,3,"všední",9.9]
[7527,null,null,"1999-11-10T14:29:59.998",11,10,15,3,"všední",9.4]
[7528,null,null,"1999-11-10T15:29:59.998",11,10,16,3,"všední",8]
[7529,null,null,"1999-11-10T16:29:59.998",11,10,17,3,"všední",5.6]
[7530,null,null,"1999-11-10T17:29:59.998",11,10,18,3,"všední",5.7]
[7531,null,null,"1999-11-10T18:29:59.998",11,10,19,3,"všední",5.4]
[7532,null,null,"1999-11-10T19:29:59.998",11,10,20,3,"všední",5.2]
[7533,null,null,"1999-11-10T20:29:59.998",11,10,21,3,"všední",4.9000000000000004]
[7534,null,null,"1999-11-10T21:29:59.998",11,10,22,3,"všední",4.5999999999999996]
[7535,null,null,"1999-11-10T22:29:59.998",11,10,23,3,"všední",4.5]
[7536,null,null,"1999-11-10T23:29:59.998",11,10,24,3,"všední",4.5]
[7537,null,null,"1999-11-11T00:29:59.998",11,11,1,4,"všední",4.3]
[7538,null,null,"1999-11-11T01:29:59.998",11,11,2,4,"všední",4.0999999999999996]
[7539,null,null,"1999-11-11T02:29:59.998",11,11,3,4,"všední",4.0999999999999996]
[7540,null,null,"1999-11-11T03:29:59.998",11,11,4,4,"všední",3.2]
[7541,null,null,"1999-11-11T04:29:59.998",11,11,5,4,"všední",3.6]
[7542,null,null,"1999-11-11T05:29:59.998",11,11,6,4,"všední",3.3]
[7543,null,null,"1999-11-11T06:29:59.998",11,11,7,4,"všední",2.8]
[7544,null,null,"1999-11-11T07:29:59.998",11,11,8,4,"všední",3.4]
[7545,null,null,"1999-11-11T08:29:59.998",11,11,9,4,"všední",3.6]
[7546,null,null,"1999-11-11T09:29:59.998",11,11,10,4,"všední",5.6]
[7547,null,null,"1999-11-11T10:29:59.998",11,11,11,4,"všední",6.8]
[7548,null,null,"1999-11-11T11:29:59.998",11,11,12,4,"všední",9.3000000000000007]
[7549,null,null,"1999-11-11T12:29:59.998",11,11,13,4,"všední",11]
[7550,null,null,"1999-11-11T13:29:59.998",11,11,14,4,"všední",11.6]
[7551,null,null,"1999-11-11T14:29:59.998",11,11,15,4,"všední",11.1]
[7552,null,null,"1999-11-11T15:29:59.998",11,11,16,4,"všední",10.1]
[7553,null,null,"1999-11-11T16:29:59.998",11,11,17,4,"všední",9.5]
[7554,null,null,"1999-11-11T17:29:59.998",11,11,18,{"$f":"WEEKDAY(D7562-1)","v":4},{"$f":"IF(OR(E7562=7,E7562=8),\"prázdniny\",(IF(H7562=6,\"víkend\",IF(H7562=7,\"víkend\",IF(AND(E7562=1,F7562=1),\"prázdniny\",\"všední\")))))","v":"všední"},8.6999999999999993]
[7555,null,null,{"$f":"D7562+1/24","v":"1999-11-11T18:29:59.998"},11,11,19,4,"všední",8]
[7556,null,null,"1999-11-11T19:29:59.998",11,11,20,4,"všední",7]
[7557,null,null,"1999-11-11T20:29:59.998",11,11,21,4,"všední",6.4]
[7558,null,null,"1999-11-11T21:29:59.998",11,11,22,4,"všední",5.5]
[7559,null,null,"1999-11-11T22:29:59.998",11,11,23,4,"všední",5.2]
[7560,null,null,"1999-11-11T23:29:59.998",11,11,24,4,"všední",5.2]
[7561,null,null,"1999-11-12T00:29:59.998",11,12,1,5,"všední",4.5999999999999996]
[7562,null,null,"1999-11-12T01:29:59.998",11,12,2,5,"všední",5.2]
[7563,null,null,"1999-11-12T02:29:59.998",11,12,3,5,"všední",4.8]
[7564,null,null,"1999-11-12T03:29:59.998",11,12,4,5,"všední",5.3]
[7565,null,null,"1999-11-12T04:29:59.998",11,12,5,5,"všední",4.7]
[7566,null,null,"1999-11-12T05:29:59.998",11,12,6,5,"všední",5]
[7567,null,null,"1999-11-12T06:29:59.998",11,12,7,5,"všední",4.4000000000000004]
[7568,null,null,"1999-11-12T07:29:59.998",11,12,8,5,"všední",4.7]
[7569,null,null,"1999-11-12T08:29:59.998",11,12,9,5,"všední",4.5]
[7570,null,null,"1999-11-12T09:29:59.998",11,12,10,5,"všední",5.4]
[7571,null,null,"1999-11-12T10:29:59.998",11,12,11,5,"všední",6.6]
[7572,null,null,"1999-11-12T11:29:59.998",11,12,12,5,"všední",6.8]
[7573,null,null,"1999-11-12T12:29:59.998",11,12,13,5,"všední",7.9]
[7574,null,null,"1999-11-12T13:29:59.998",11,12,14,5,"všední",8.4]
[7575,null,null,"1999-11-12T14:29:59.998",11,12,15,5,"všední",8.9]
[7576,null,null,"1999-11-12T15:29:59.998",11,12,16,5,"všední",9.1999999999999993]
[7577,null,null,"1999-11-12T16:29:59.998",11,12,17,5,"všední",7.4]
[7578,null,null,"1999-11-12T17:29:59.998",11,12,{"$f":"G7562","v":18},5,"všední",6.5]
[7579,null,null,"1999-11-12T18:29:59.998",11,12,19,5,"všední",6.8]
[7580,null,null,"1999-11-12T19:29:59.998",11,12,20,5,"všední",6.4]
[7581,null,null,"1999-11-12T20:29:59.998",11,12,21,5,"všední",7.2]
[7582,null,null,"1999-11-12T21:29:59.998",11,12,22,5,"všední",7.6]
[7583,null,null,"1999-11-12T22:29:59.998",11,12,23,5,"všední",8.6999999999999993]
[7584,null,null,"1999-11-12T23:29:59.998",11,12,24,5,"všední",9.1999999999999993]
[7585,null,null,"1999-11-13T00:29:59.998",11,13,1,6,"víkend",7.1]
[7586,null,null,"1999-11-13T01:29:59.998",11,13,2,6,"víkend",5.3]
[7587,null,null,"1999-11-13T02:29:59.998",11,13,3,6,"víkend",5]
[7588,null,null,"1999-11-13T03:29:59.998",11,13,4,6,"víkend",5.0999999999999996]
[7589,null,null,"1999-11-13T04:29:59.998",11,13,5,6,"víkend",4.5]
[7590,null,null,"1999-11-13T05:29:59.998",11,13,6,6,"víkend",4.5999999999999996]
[7591,null,null,"1999-11-13T06:29:59.998",11,13,7,6,"víkend",4.5]
[7592,null,null,"1999-11-13T07:29:59.998",11,13,8,6,"víkend",4.5999999999999996]
[7593,null,null,"1999-11-13T08:29:59.998",11,13,9,6,"víkend",6]
[7594,null,null,"1999-11-13T09:29:59.998",11,13,10,6,"víkend",8.5]
[7595,null,null,"1999-11-13T10:29:59.998",11,13,11,6,"víkend",9.9]
[7596,null,null,"1999-11-13T11:29:59.998",11,13,12,6,"víkend",11.4]
[7597,null,null,"1999-11-13T12:29:59.998",11,13,13,6,"víkend",11.8]
[7598,null,null,"1999-11-13T13:29:59.998",11,13,14,6,"víkend",11.8]
[7599,null,null,"1999-11-13T14:29:59.998",11,13,15,6,"víkend",11.4]
[7600,null,null,"1999-11-13T15:29:59.998",11,13,16,6,"víkend",10.6]
[7601,null,null,"1999-11-13T16:29:59.998",11,13,17,6,"víkend",10.199999999999999]
[7602,null,null,"1999-11-13T17:29:59.998",11,13,18,6,"víkend",9.6]
[7603,null,null,"1999-11-13T18:29:59.998",11,13,19,6,"víkend",9.5]
[7604,null,null,"1999-11-13T19:29:59.998",11,13,20,6,"víkend",8.9]
[7605,null,null,"1999-11-13T20:29:59.998",11,13,21,6,"víkend",7.4]
[7606,null,null,"1999-11-13T21:29:59.998",11,13,22,6,"víkend",6.2]
[7607,null,null,"1999-11-13T22:29:59.998",11,13,23,6,"víkend",5.3]
[7608,null,null,"1999-11-13T23:29:59.998",11,13,24,6,"víkend",4.5999999999999996]
[7609,null,null,"1999-11-14T00:29:59.998",11,14,1,7,"víkend",4.5999999999999996]
[7610,null,null,"1999-11-14T01:29:59.998",11,14,2,7,"víkend",4.4000000000000004]
[7611,null,null,"1999-11-14T02:29:59.998",11,14,3,7,"víkend",4.2]
[7612,null,null,"1999-11-14T03:29:59.998",11,14,4,7,"víkend",4.2]
[7613,null,null,"1999-11-14T04:29:59.998",11,14,5,7,"víkend",3.9]
[7614,null,null,"1999-11-14T05:29:59.998",11,14,6,7,"víkend",3.8]
[7615,null,null,"1999-11-14T06:29:59.998",11,14,7,7,"víkend",3.8]
[7616,null,null,"1999-11-14T07:29:59.998",11,14,8,7,"víkend",3.7]
[7617,null,null,"1999-11-14T08:29:59.998",11,14,9,7,"víkend",3.9]
[7618,null,null,"1999-11-14T09:29:59.998",11,14,10,{"$f":"WEEKDAY(D7626-1)","v":7},{"$f":"IF(OR(E7626=7,E7626=8),\"prázdniny\",(IF(H7626=6,\"víkend\",IF(H7626=7,\"víkend\",IF(AND(E7626=1,F7626=1),\"prázdniny\",\"všední\")))))","v":"víkend"},3.8]
[7619,null,null,{"$f":"D7626+1/24","v":"1999-11-14T10:29:59.998"},11,14,11,7,"víkend",3.9]
[7620,null,null,"1999-11-14T11:29:59.998",11,14,12,7,"víkend",3.8]
[7621,null,null,"1999-11-14T12:29:59.998",11,14,13,7,"víkend",4.0999999999999996]
[7622,null,null,"1999-11-14T13:29:59.998",11,14,14,7,"víkend",3.9]
[7623,null,null,"1999-11-14T14:29:59.998",11,14,15,7,"víkend",3.8]
[7624,null,null,"1999-11-14T15:29:59.998",11,14,16,7,"víkend",3.4]
[7625,null,null,"1999-11-14T16:29:59.998",11,14,17,7,"víkend",3.2]
[7626,null,null,"1999-11-14T17:29:59.998",11,14,18,7,"víkend",3.1]
[7627,null,null,"1999-11-14T18:29:59.998",11,14,19,7,"víkend",2.9]
[7628,null,null,"1999-11-14T19:29:59.998",11,14,20,7,"víkend",2.8]
[7629,null,null,"1999-11-14T20:29:59.998",11,14,21,7,"víkend",2.7]
[7630,null,null,"1999-11-14T21:29:59.998",11,14,22,7,"víkend",2.6]
[7631,null,null,"1999-11-14T22:29:59.998",11,14,23,7,"víkend",2.6]
[7632,null,null,"1999-11-14T23:29:59.998",11,14,24,7,"víkend",2.7]
[7633,null,null,"1999-11-15T00:29:59.998",11,15,1,1,"všední",2.7]
[7634,null,null,"1999-11-15T01:29:59.998",11,15,2,1,"všední",2.5]
[7635,null,null,"1999-11-15T02:29:59.998",11,15,3,1,"všední",2.7]
[7636,null,null,"1999-11-15T03:29:59.998",11,15,4,1,"všední",2.7]
[7637,null,null,"1999-11-15T04:29:59.998",11,15,5,1,"všední",2.5]
[7638,null,null,"1999-11-15T05:29:59.998",11,15,6,1,"všední",2.7]
[7639,null,null,"1999-11-15T06:29:59.998",11,15,7,1,"všední",2.9]
[7640,null,null,"1999-11-15T07:29:59.998",11,15,8,1,"všední",3]
[7641,null,null,"1999-11-15T08:29:59.998",11,15,9,1,"všední",3.6]
[7642,null,null,"1999-11-15T09:29:59.998",11,15,{"$f":"G7626","v":10},1,"všední",3.8]
[7643,null,null,"1999-11-15T10:29:59.998",11,15,11,1,"všední",4.0999999999999996]
[7644,null,null,"1999-11-15T11:29:59.998",11,15,12,1,"všední",4.2]
[7645,null,null,"1999-11-15T12:29:59.998",11,15,13,1,"všední",4.3]
[7646,null,null,"1999-11-15T13:29:59.998",11,15,14,1,"všední",4.5999999999999996]
[7647,null,null,"1999-11-15T14:29:59.998",11,15,15,1,"všední",4.9000000000000004]
[7648,null,null,"1999-11-15T15:29:59.998",11,15,16,1,"všední",5]
[7649,null,null,"1999-11-15T16:29:59.998",11,15,17,1,"všední",4.8]
[7650,null,null,"1999-11-15T17:29:59.998",11,15,18,1,"všední",4.7]
[7651,null,null,"1999-11-15T18:29:59.998",11,15,19,1,"všední",4.9000000000000004]
[7652,null,null,"1999-11-15T19:29:59.998",11,15,20,1,"všední",5]
[7653,null,null,"1999-11-15T20:29:59.998",11,15,21,1,"všední",5.2]
[7654,null,null,"1999-11-15T21:29:59.998",11,15,22,1,"všední",5.4]
[7655,null,null,"1999-11-15T22:29:59.998",11,15,23,1,"všední",5.3]
[7656,null,null,"1999-11-15T23:29:59.998",11,15,24,1,"všední",5.2]
[7657,null,null,"1999-11-16T00:29:59.998",11,16,1,2,"všední",5.0999999999999996]
[7658,null,null,"1999-11-16T01:29:59.998",11,16,2,2,"všední",5.0999999999999996]
[7659,null,null,"1999-11-16T02:29:59.998",11,16,3,2,"všední",5.0999999999999996]
[7660,null,null,"1999-11-16T03:29:59.998",11,16,4,2,"všední",5]
[7661,null,null,"1999-11-16T04:29:59.998",11,16,5,2,"všední",5]
[7662,null,null,"1999-11-16T05:29:59.998",11,16,6,2,"všední",5.0999999999999996]
[7663,null,null,"1999-11-16T06:29:59.998",11,16,7,2,"všední",5]
[7664,null,null,"1999-11-16T07:29:59.998",11,16,8,2,"všední",5.0999999999999996]
[7665,null,null,"1999-11-16T08:29:59.998",11,16,9,2,"všední",5.2]
[7666,null,null,"1999-11-16T09:29:59.998",11,16,10,2,"všední",6]
[7667,null,null,"1999-11-16T10:29:59.998",11,16,11,2,"všední",6.2]
[7668,null,null,"1999-11-16T11:29:59.998",11,16,12,2,"všední",6.3]
[7669,null,null,"1999-11-16T12:29:59.998",11,16,13,2,"všední",6.3]
[7670,null,null,"1999-11-16T13:29:59.998",11,16,14,2,"všední",6.2]
[7671,null,null,"1999-11-16T14:29:59.998",11,16,15,2,"všední",5.9]
[7672,null,null,"1999-11-16T15:29:59.998",11,16,16,2,"všední",5.7]
[7673,null,null,"1999-11-16T16:29:59.998",11,16,17,2,"všední",5.5]
[7674,null,null,"1999-11-16T17:29:59.998",11,16,18,2,"všední",5.3]
[7675,null,null,"1999-11-16T18:29:59.998",11,16,19,2,"všední",5.0999999999999996]
[7676,null,null,"1999-11-16T19:29:59.998",11,16,20,2,"všední",5]
[7677,null,null,"1999-11-16T20:29:59.998",11,16,21,2,"všední",4.8]
[7678,null,null,"1999-11-16T21:29:59.998",11,16,22,2,"všední",4.5]
[7679,null,null,"1999-11-16T22:29:59.998",11,16,23,2,"všední",4.5]
[7680,null,null,"1999-11-16T23:29:59.998",11,16,24,2,"všední",4.3]
[7681,null,null,"1999-11-17T00:29:59.998",11,17,1,3,"všední",4.3]
[7682,null,null,"1999-11-17T01:29:59.998",11,17,2,{"$f":"WEEKDAY(D7690-1)","v":3},{"$f":"IF(OR(E7690=7,E7690=8),\"prázdniny\",(IF(H7690=6,\"víkend\",IF(H7690=7,\"víkend\",IF(AND(E7690=1,F7690=1),\"prázdniny\",\"všední\")))))","v":"všední"},4.2]
[7683,null,null,{"$f":"D7690+1/24","v":"1999-11-17T02:29:59.998"},11,17,3,3,"všední",4.3]
[7684,null,null,"1999-11-17T03:29:59.998",11,17,4,3,"všední",4]
[7685,null,null,"1999-11-17T04:29:59.998",11,17,5,3,"všední",4.0999999999999996]
[7686,null,null,"1999-11-17T05:29:59.998",11,17,6,3,"všední",4.2]
[7687,null,null,"1999-11-17T06:29:59.998",11,17,7,3,"všední",4.5]
[7688,null,null,"1999-11-17T07:29:59.998",11,17,8,3,"všední",4.5]
[7689,null,null,"1999-11-17T08:29:59.998",11,17,9,3,"všední",4.5999999999999996]
[7690,null,null,"1999-11-17T09:29:59.998",11,17,10,3,"všední",4.8]
[7691,null,null,"1999-11-17T10:29:59.998",11,17,11,3,"všední",5.0999999999999996]
[7692,null,null,"1999-11-17T11:29:59.998",11,17,12,3,"všední",5.2]
[7693,null,null,"1999-11-17T12:29:59.998",11,17,13,3,"všední",5.4]
[7694,null,null,"1999-11-17T13:29:59.998",11,17,14,3,"všední",5.3]
[7695,null,null,"1999-11-17T14:29:59.998",11,17,15,3,"všední",5.3]
[7696,null,null,"1999-11-17T15:29:59.998",11,17,16,3,"všední",5.4]
[7697,null,null,"1999-11-17T16:29:59.998",11,17,17,3,"všední",5.3]
[7698,null,null,"1999-11-17T17:29:59.998",11,17,18,3,"všední",5.4]
[7699,null,null,"1999-11-17T18:29:59.998",11,17,19,3,"všední",5.3]
[7700,null,null,"1999-11-17T19:29:59.998",11,17,20,3,"všední",5.3]
[7701,null,null,"1999-11-17T20:29:59.998",11,17,21,3,"všední",5.3]
[7702,null,null,"1999-11-17T21:29:59.998",11,17,22,3,"všední",5.3]
[7703,null,null,"1999-11-17T22:29:59.998",11,17,23,3,"všední",5.3]
[7704,null,null,"1999-11-17T23:29:59.998",11,17,24,3,"všední",5.2]
[7705,null,null,"1999-11-18T00:29:59.998",11,18,1,4,"všední",4.9000000000000004]
[7706,null,null,"1999-11-18T01:29:59.998",11,18,{"$f":"G7690","v":2},4,"všední",4.8]
[7707,null,null,"1999-11-18T02:29:59.998",11,18,3,4,"všední",5]
[7708,null,null,"1999-11-18T03:29:59.998",11,18,4,4,"všední",4.9000000000000004]
[7709,null,null,"1999-11-18T04:29:59.998",11,18,5,4,"všední",5]
[7710,null,null,"1999-11-18T05:29:59.998",11,18,6,4,"všední",5.2]
[7711,null,null,"1999-11-18T06:29:59.998",11,18,7,4,"všední",5.4]
[7712,null,null,"1999-11-18T07:29:59.998",11,18,8,4,"všední",5.4]
[7713,null,null,"1999-11-18T08:29:59.998",11,18,9,4,"všední",5.7]
[7714,null,null,"1999-11-18T09:29:59.998",11,18,10,4,"všední",6]
[7715,null,null,"1999-11-18T10:29:59.998",11,18,11,4,"všední",6.4]
[7716,null,null,"1999-11-18T11:29:59.998",11,18,12,4,"všední",7.1]
[7717,null,null,"1999-11-18T12:29:59.998",11,18,13,4,"všední",8.1999999999999993]
[7718,null,null,"1999-11-18T13:29:59.998",11,18,14,4,"všední",8.8000000000000007]
[7719,null,null,"1999-11-18T14:29:59.998",11,18,15,4,"všední",9.6]
[7720,null,null,"1999-11-18T15:29:59.998",11,18,16,4,"všední",10.1]
[7721,null,null,"1999-11-18T16:29:59.998",11,18,17,4,"všední",9.3000000000000007]
[7722,null,null,"1999-11-18T17:29:59.998",11,18,18,4,"všední",9.6999999999999993]
[7723,null,null,"1999-11-18T18:29:59.998",11,18,19,4,"všední",10.1]
[7724,null,null,"1999-11-18T19:29:59.998",11,18,20,4,"všední",10]
[7725,null,null,"1999-11-18T20:29:59.998",11,18,21,4,"všední",10.4]
[7726,null,null,"1999-11-18T21:29:59.998",11,18,22,4,"všední",8.8000000000000007]
[7727,null,null,"1999-11-18T22:29:59.998",11,18,23,4,"všední",7.4]
[7728,null,null,"1999-11-18T23:29:59.998",11,18,24,4,"všední",7.1]
[7729,null,null,"1999-11-19T00:29:59.998",11,19,1,5,"všední",6.8]
[7730,null,null,"1999-11-19T01:29:59.998",11,19,2,5,"všední",4.3]
[7731,null,null,"1999-11-19T02:29:59.998",11,19,3,5,"všední",4]
[7732,null,null,"1999-11-19T03:29:59.998",11,19,4,5,"všední",3.9]
[7733,null,null,"1999-11-19T04:29:59.998",11,19,5,5,"všední",3.9]
[7734,null,null,"1999-11-19T05:29:59.998",11,19,6,5,"všední",3.9]
[7735,null,null,"1999-11-19T06:29:59.998",11,19,7,5,"všední",4.0999999999999996]
[7736,null,null,"1999-11-19T07:29:59.998",11,19,8,5,"všední",4.4000000000000004]
[7737,null,null,"1999-11-19T08:29:59.998",11,19,9,5,"všední",4.7]
[7738,null,null,"1999-11-19T09:29:59.998",11,19,10,5,"všední",5.0999999999999996]
[7739,null,null,"1999-11-19T10:29:59.998",11,19,11,5,"všední",5.4]
[7740,null,null,"1999-11-19T11:29:59.998",11,19,12,5,"všední",5.7]
[7741,null,null,"1999-11-19T12:29:59.998",11,19,13,5,"všední",5.4]
[7742,null,null,"1999-11-19T13:29:59.998",11,19,14,5,"všední",4.9000000000000004]
[7743,null,null,"1999-11-19T14:29:59.998",11,19,15,5,"všední",5]
[7744,null,null,"1999-11-19T15:29:59.998",11,19,16,5,"všední",5]
[7745,null,null,"1999-11-19T16:29:59.998",11,19,17,5,"všední",4.8]
[7746,null,null,"1999-11-19T17:29:59.998",11,19,18,{"$f":"WEEKDAY(D7754-1)","v":5},{"$f":"IF(OR(E7754=7,E7754=8),\"prázdniny\",(IF(H7754=6,\"víkend\",IF(H7754=7,\"víkend\",IF(AND(E7754=1,F7754=1),\"prázdniny\",\"všední\")))))","v":"všední"},3.8]
[7747,null,null,{"$f":"D7754+1/24","v":"1999-11-19T18:29:59.998"},11,19,19,5,"všední",3.3]
[7748,null,null,"1999-11-19T19:29:59.998",11,19,20,5,"všední",2.8]
[7749,null,null,"1999-11-19T20:29:59.998",11,19,21,5,"všední",2.1]
[7750,null,null,"1999-11-19T21:29:59.998",11,19,22,5,"všední",2]
[7751,null,null,"1999-11-19T22:29:59.998",11,19,23,5,"všední",1.2]
[7752,null,null,"1999-11-19T23:29:59.998",11,19,24,5,"všední",0.6]
[7753,null,null,"1999-11-20T00:29:59.998",11,20,1,6,"víkend",0.4]
[7754,null,null,"1999-11-20T01:29:59.998",11,20,2,6,"víkend",0.8]
[7755,null,null,"1999-11-20T02:29:59.998",11,20,3,6,"víkend",1.6]
[7756,null,null,"1999-11-20T03:29:59.998",11,20,4,6,"víkend",1.8]
[7757,null,null,"1999-11-20T04:29:59.998",11,20,5,6,"víkend",1.6]
[7758,null,null,"1999-11-20T05:29:59.998",11,20,6,6,"víkend",1.1000000000000001]
[7759,null,null,"1999-11-20T06:29:59.998",11,20,7,6,"víkend",0.9]
[7760,null,null,"1999-11-20T07:29:59.998",11,20,8,6,"víkend",2]
[7761,null,null,"1999-11-20T08:29:59.998",11,20,9,6,"víkend",2.1]
[7762,null,null,"1999-11-20T09:29:59.998",11,20,10,6,"víkend",2.5]
[7763,null,null,"1999-11-20T10:29:59.998",11,20,11,6,"víkend",3.1]
[7764,null,null,"1999-11-20T11:29:59.998",11,20,12,6,"víkend",3.9]
[7765,null,null,"1999-11-20T12:29:59.998",11,20,13,6,"víkend",3.6]
[7766,null,null,"1999-11-20T13:29:59.998",11,20,14,6,"víkend",3.7]
[7767,null,null,"1999-11-20T14:29:59.998",11,20,15,6,"víkend",3.5]
[7768,null,null,"1999-11-20T15:29:59.998",11,20,16,6,"víkend",3.2]
[7769,null,null,"1999-11-20T16:29:59.998",11,20,17,6,"víkend",3]
[7770,null,null,"1999-11-20T17:29:59.998",11,20,{"$f":"G7754","v":18},6,"víkend",3]
[7771,null,null,"1999-11-20T18:29:59.998",11,20,19,6,"víkend",2.4]
[7772,null,null,"1999-11-20T19:29:59.998",11,20,20,6,"víkend",1.9]
[7773,null,null,"1999-11-20T20:29:59.998",11,20,21,6,"víkend",1.7]
[7774,null,null,"1999-11-20T21:29:59.998",11,20,22,6,"víkend",1.4]
[7775,null,null,"1999-11-20T22:29:59.998",11,20,23,6,"víkend",2.2999999999999998]
[7776,null,null,"1999-11-20T23:29:59.998",11,20,24,6,"víkend",2]
[7777,null,null,"1999-11-21T00:29:59.998",11,21,1,7,"víkend",1.9]
[7778,null,null,"1999-11-21T01:29:59.998",11,21,2,7,"víkend",2.6]
[7779,null,null,"1999-11-21T02:29:59.998",11,21,3,7,"víkend",2.9]
[7780,null,null,"1999-11-21T03:29:59.998",11,21,4,7,"víkend",3.2]
[7781,null,null,"1999-11-21T04:29:59.998",11,21,5,7,"víkend",3.7]
[7782,null,null,"1999-11-21T05:29:59.998",11,21,6,7,"víkend",3.8]
[7783,null,null,"1999-11-21T06:29:59.998",11,21,7,7,"víkend",3.3]
[7784,null,null,"1999-11-21T07:29:59.998",11,21,8,7,"víkend",3.8]
[7785,null,null,"1999-11-21T08:29:59.998",11,21,9,7,"víkend",4.8]
[7786,null,null,"1999-11-21T09:29:59.998",11,21,10,7,"víkend",4.2]
[7787,null,null,"1999-11-21T10:29:59.998",11,21,11,7,"víkend",5]
[7788,null,null,"1999-11-21T11:29:59.998",11,21,12,7,"víkend",5.0999999999999996]
[7789,null,null,"1999-11-21T12:29:59.998",11,21,13,7,"víkend",5.3]
[7790,null,null,"1999-11-21T13:29:59.998",11,21,14,7,"víkend",5.7]
[7791,null,null,"1999-11-21T14:29:59.998",11,21,15,7,"víkend",5]
[7792,null,null,"1999-11-21T15:29:59.998",11,21,16,7,"víkend",4.4000000000000004]
[7793,null,null,"1999-11-21T16:29:59.998",11,21,17,7,"víkend",3.5]
[7794,null,null,"1999-11-21T17:29:59.998",11,21,18,7,"víkend",2.6]
[7795,null,null,"1999-11-21T18:29:59.998",11,21,19,7,"víkend",1.8]
[7796,null,null,"1999-11-21T19:29:59.998",11,21,20,7,"víkend",1.6]
[7797,null,null,"1999-11-21T20:29:59.998",11,21,21,7,"víkend",1.4]
[7798,null,null,"1999-11-21T21:29:59.998",11,21,22,7,"víkend",1.1000000000000001]
[7799,null,null,"1999-11-21T22:29:59.998",11,21,23,7,"víkend",1.2]
[7800,null,null,"1999-11-21T23:29:59.998",11,21,24,7,"víkend",1.6]
[7801,null,null,"1999-11-22T00:29:59.998",11,22,1,1,"všední",1.7]
[7802,null,null,"1999-11-22T01:29:59.998",11,22,2,1,"všední",1.7]
[7803,null,null,"1999-11-22T02:29:59.998",11,22,3,1,"všední",1]
[7804,null,null,"1999-11-22T03:29:59.998",11,22,4,1,"všední",0.7]
[7805,null,null,"1999-11-22T04:29:59.998",11,22,5,1,"všední",0.1]
[7806,null,null,"1999-11-22T05:29:59.998",11,22,6,1,"všední",-0.6]
[7807,null,null,"1999-11-22T06:29:59.998",11,22,7,1,"všední",-0.7]
[7808,null,null,"1999-11-22T07:29:59.998",11,22,8,1,"všední",-0.3]
[7809,null,null,"1999-11-22T08:29:59.998",11,22,9,1,"všední",1.5]
[7810,null,null,"1999-11-22T09:29:59.998",11,22,10,{"$f":"WEEKDAY(D7818-1)","v":1},{"$f":"IF(OR(E7818=7,E7818=8),\"prázdniny\",(IF(H7818=6,\"víkend\",IF(H7818=7,\"víkend\",IF(AND(E7818=1,F7818=1),\"prázdniny\",\"všední\")))))","v":"všední"},1.9]
[7811,null,null,{"$f":"D7818+1/24","v":"1999-11-22T10:29:59.998"},11,22,11,1,"všední",2.9]
[7812,null,null,"1999-11-22T11:29:59.998",11,22,12,1,"všední",3.2]
[7813,null,null,"1999-11-22T12:29:59.998",11,22,13,1,"všední",4.2]
[7814,null,null,"1999-11-22T13:29:59.998",11,22,14,1,"všední",3.6]
[7815,null,null,"1999-11-22T14:29:59.998",11,22,15,1,"všední",3.2]
[7816,null,null,"1999-11-22T15:29:59.998",11,22,16,1,"všední",2.8]
[7817,null,null,"1999-11-22T16:29:59.998",11,22,17,1,"všední",2.4]
[7818,null,null,"1999-11-22T17:29:59.998",11,22,18,1,"všední",1.3]
[7819,null,null,"1999-11-22T18:29:59.998",11,22,19,1,"všední",0.6]
[7820,null,null,"1999-11-22T19:29:59.998",11,22,20,1,"všední",0.1]
[7821,null,null,"1999-11-22T20:29:59.998",11,22,21,1,"všední",-0.4]
[7822,null,null,"1999-11-22T21:29:59.998",11,22,22,1,"všední",-0.9]
[7823,null,null,"1999-11-22T22:29:59.998",11,22,23,1,"všední",-1.4]
[7824,null,null,"1999-11-22T23:29:59.998",11,22,24,1,"všední",-1.8]
[7825,null,null,"1999-11-23T00:29:59.998",11,23,1,2,"všední",-2]
[7826,null,null,"1999-11-23T01:29:59.998",11,23,2,2,"všední",-2.2000000000000002]
[7827,null,null,"1999-11-23T02:29:59.998",11,23,3,2,"všední",-2.9]
[7828,null,null,"1999-11-23T03:29:59.998",11,23,4,2,"všední",-3.4]
[7829,null,null,"1999-11-23T04:29:59.998",11,23,5,2,"všední",-3.5]
[7830,null,null,"1999-11-23T05:29:59.998",11,23,6,2,"všední",-3.6]
[7831,null,null,"1999-11-23T06:29:59.998",11,23,7,2,"všední",-3.9]
[7832,null,null,"1999-11-23T07:29:59.998",11,23,8,2,"všední",-4.5]
[7833,null,null,"1999-11-23T08:29:59.998",11,23,9,2,"všední",-2.4]
[7834,null,null,"1999-11-23T09:29:59.998",11,23,{"$f":"G7818","v":10},2,"všední",-2.6]
[7835,null,null,"1999-11-23T10:29:59.998",11,23,11,2,"všední",-0.1]
[7836,null,null,"1999-11-23T11:29:59.998",11,23,12,2,"všední",0.1]
[7837,null,null,"1999-11-23T12:29:59.998",11,23,13,2,"všední",0.9]
[7838,null,null,"1999-11-23T13:29:59.998",11,23,14,2,"všední",0.8]
[7839,null,null,"1999-11-23T14:29:59.998",11,23,15,2,"všední",0.6]
[7840,null,null,"1999-11-23T15:29:59.998",11,23,16,2,"všední",0.3]
[7841,null,null,"1999-11-23T16:29:59.998",11,23,17,2,"všední",0.1]
[7842,null,null,"1999-11-23T17:29:59.998",11,23,18,2,"všední",-0.6]
[7843,null,null,"1999-11-23T18:29:59.998",11,23,19,2,"všední",-0.5]
[7844,null,null,"1999-11-23T19:29:59.998",11,23,20,2,"všední",-0.7]
[7845,null,null,"1999-11-23T20:29:59.998",11,23,21,2,"všední",-0.5]
[7846,null,null,"1999-11-23T21:29:59.998",11,23,22,2,"všední",-1.3]
[7847,null,null,"1999-11-23T22:29:59.998",11,23,23,2,"všední",-0.8]
[7848,null,null,"1999-11-23T23:29:59.998",11,23,24,2,"všední",-0.3]
[7849,null,null,"1999-11-24T00:29:59.998",11,24,1,3,"všední",-0.4]
[7850,null,null,"1999-11-24T01:29:59.998",11,24,2,3,"všední",-0.2]
[7851,null,null,"1999-11-24T02:29:59.998",11,24,3,3,"všední",-0.4]
[7852,null,null,"1999-11-24T03:29:59.998",11,24,4,3,"všední",-0.4]
[7853,null,null,"1999-11-24T04:29:59.998",11,24,5,3,"všední",-0.4]
[7854,null,null,"1999-11-24T05:29:59.998",11,24,6,3,"všední",-0.3]
[7855,null,null,"1999-11-24T06:29:59.998",11,24,7,3,"všední",0.2]
[7856,null,null,"1999-11-24T07:29:59.998",11,24,8,3,"všední",0.7]
[7857,null,null,"1999-11-24T08:29:59.998",11,24,9,3,"všední",0.7]
[7858,null,null,"1999-11-24T09:29:59.998",11,24,10,3,"všední",1.4]
[7859,null,null,"1999-11-24T10:29:59.998",11,24,11,3,"všední",1.4]
[7860,null,null,"1999-11-24T11:29:59.998",11,24,12,3,"všední",1.6]
[7861,null,null,"1999-11-24T12:29:59.998",11,24,13,3,"všední",2.1]
[7862,null,null,"1999-11-24T13:29:59.998",11,24,14,3,"všední",2.1]
[7863,null,null,"1999-11-24T14:29:59.998",11,24,15,3,"všední",2.2000000000000002]
[7864,null,null,"1999-11-24T15:29:59.998",11,24,16,3,"všední",1.3]
[7865,null,null,"1999-11-24T16:29:59.998",11,24,17,3,"všední",1.2]
[7866,null,null,"1999-11-24T17:29:59.998",11,24,18,3,"všední",1.2]
[7867,null,null,"1999-11-24T18:29:59.998",11,24,19,3,"všední",1.1000000000000001]
[7868,null,null,"1999-11-24T19:29:59.998",11,24,20,3,"všední",0.9]
[7869,null,null,"1999-11-24T20:29:59.998",11,24,21,3,"všední",0.5]
[7870,null,null,"1999-11-24T21:29:59.998",11,24,22,3,"všední",-1.3]
[7871,null,null,"1999-11-24T22:29:59.998",11,24,23,3,"všední",-1.1000000000000001]
[7872,null,null,"1999-11-24T23:29:59.998",11,24,24,3,"všední",-1.4]
[7873,null,null,"1999-11-25T00:29:59.998",11,25,1,4,"všední",-1.5]
[7874,null,null,"1999-11-25T01:29:59.998",11,25,2,{"$f":"WEEKDAY(D7882-1)","v":4},{"$f":"IF(OR(E7882=7,E7882=8),\"prázdniny\",(IF(H7882=6,\"víkend\",IF(H7882=7,\"víkend\",IF(AND(E7882=1,F7882=1),\"prázdniny\",\"všední\")))))","v":"všední"},-1.8]
[7875,null,null,{"$f":"D7882+1/24","v":"1999-11-25T02:29:59.998"},11,25,3,4,"všední",-2]
[7876,null,null,"1999-11-25T03:29:59.998",11,25,4,4,"všední",-2.1]
[7877,null,null,"1999-11-25T04:29:59.998",11,25,5,4,"všední",-2.4]
[7878,null,null,"1999-11-25T05:29:59.998",11,25,6,4,"všední",-3]
[7879,null,null,"1999-11-25T06:29:59.998",11,25,7,4,"všední",-3.2]
[7880,null,null,"1999-11-25T07:29:59.998",11,25,8,4,"všední",-3.2]
[7881,null,null,"1999-11-25T08:29:59.998",11,25,9,4,"všední",-1.4]
[7882,null,null,"1999-11-25T09:29:59.998",11,25,10,4,"všední",-0.1]
[7883,null,null,"1999-11-25T10:29:59.998",11,25,11,4,"všední",1.5]
[7884,null,null,"1999-11-25T11:29:59.998",11,25,12,4,"všední",2.4]
[7885,null,null,"1999-11-25T12:29:59.998",11,25,13,4,"všední",3.1]
[7886,null,null,"1999-11-25T13:29:59.998",11,25,14,4,"všední",2.7]
[7887,null,null,"1999-11-25T14:29:59.998",11,25,15,4,"všední",1.8]
[7888,null,null,"1999-11-25T15:29:59.998",11,25,16,4,"všední",1.3]
[7889,null,null,"1999-11-25T16:29:59.998",11,25,17,4,"všední",0.3]
[7890,null,null,"1999-11-25T17:29:59.998",11,25,18,4,"všední",-0.1]
[7891,null,null,"1999-11-25T18:29:59.998",11,25,19,4,"všední",-0.1]
[7892,null,null,"1999-11-25T19:29:59.998",11,25,20,4,"všední",-0.4]
[7893,null,null,"1999-11-25T20:29:59.998",11,25,21,4,"všední",-0.2]
[7894,null,null,"1999-11-25T21:29:59.998",11,25,22,4,"všední",0.1]
[7895,null,null,"1999-11-25T22:29:59.998",11,25,23,4,"všední",0.1]
[7896,null,null,"1999-11-25T23:29:59.998",11,25,24,4,"všední",0.2]
[7897,null,null,"1999-11-26T00:29:59.998",11,26,1,5,"všední",0.1]
[7898,null,null,"1999-11-26T01:29:59.998",11,26,{"$f":"G7882","v":2},5,"všední",0.1]
[7899,null,null,"1999-11-26T02:29:59.998",11,26,3,5,"všední",0]
[7900,null,null,"1999-11-26T03:29:59.998",11,26,4,5,"všední",-0.1]
[7901,null,null,"1999-11-26T04:29:59.998",11,26,5,5,"všední",-0.6]
[7902,null,null,"1999-11-26T05:29:59.998",11,26,6,5,"všední",-0.8]
[7903,null,null,"1999-11-26T06:29:59.998",11,26,7,5,"všední",-0.8]
[7904,null,null,"1999-11-26T07:29:59.998",11,26,8,5,"všední",-0.7]
[7905,null,null,"1999-11-26T08:29:59.998",11,26,9,5,"všední",-0.4]
[7906,null,null,"1999-11-26T09:29:59.998",11,26,10,5,"všední",0.1]
[7907,null,null,"1999-11-26T10:29:59.998",11,26,11,5,"všední",1]
[7908,null,null,"1999-11-26T11:29:59.998",11,26,12,5,"všední",1.1000000000000001]
[7909,null,null,"1999-11-26T12:29:59.998",11,26,13,5,"všední",1.4]
[7910,null,null,"1999-11-26T13:29:59.998",11,26,14,5,"všední",1.4]
[7911,null,null,"1999-11-26T14:29:59.998",11,26,15,5,"všední",1.4]
[7912,null,null,"1999-11-26T15:29:59.998",11,26,16,5,"všední",1.2]
[7913,null,null,"1999-11-26T16:29:59.998",11,26,17,5,"všední",1.1000000000000001]
[7914,null,null,"1999-11-26T17:29:59.998",11,26,18,5,"všední",1.1000000000000001]
[7915,null,null,"1999-11-26T18:29:59.998",11,26,19,5,"všední",0.9]
[7916,null,null,"1999-11-26T19:29:59.998",11,26,20,5,"všední",0.8]
[7917,null,null,"1999-11-26T20:29:59.998",11,26,21,5,"všední",0.9]
[7918,null,null,"1999-11-26T21:29:59.998",11,26,22,5,"všední",0.8]
[7919,null,null,"1999-11-26T22:29:59.998",11,26,23,5,"všední",0.6]
[7920,null,null,"1999-11-26T23:29:59.998",11,26,24,5,"všední",0.6]
[7921,null,null,"1999-11-27T00:29:59.998",11,27,1,6,"víkend",0.5]
[7922,null,null,"1999-11-27T01:29:59.998",11,27,2,6,"víkend",0.5]
[7923,null,null,"1999-11-27T02:29:59.998",11,27,3,6,"víkend",0.5]
[7924,null,null,"1999-11-27T03:29:59.998",11,27,4,6,"víkend",0.7]
[7925,null,null,"1999-11-27T04:29:59.998",11,27,5,6,"víkend",0.9]
[7926,null,null,"1999-11-27T05:29:59.998",11,27,6,6,"víkend",0.6]
[7927,null,null,"1999-11-27T06:29:59.998",11,27,7,6,"víkend",1.2]
[7928,null,null,"1999-11-27T07:29:59.998",11,27,8,6,"víkend",1.5]
[7929,null,null,"1999-11-27T08:29:59.998",11,27,9,6,"víkend",1.9]
[7930,null,null,"1999-11-27T09:29:59.998",11,27,10,6,"víkend",2.6]
[7931,null,null,"1999-11-27T10:29:59.998",11,27,11,6,"víkend",3]
[7932,null,null,"1999-11-27T11:29:59.998",11,27,12,6,"víkend",2.7]
[7933,null,null,"1999-11-27T12:29:59.998",11,27,13,6,"víkend",1.9]
[7934,null,null,"1999-11-27T13:29:59.998",11,27,14,6,"víkend",1.6]
[7935,null,null,"1999-11-27T14:29:59.998",11,27,15,6,"víkend",0.9]
[7936,null,null,"1999-11-27T15:29:59.998",11,27,16,6,"víkend",0.5]
[7937,null,null,"1999-11-27T16:29:59.998",11,27,17,6,"víkend",0.4]
[7938,null,null,"1999-11-27T17:29:59.998",11,27,18,{"$f":"WEEKDAY(D7946-1)","v":6},{"$f":"IF(OR(E7946=7,E7946=8),\"prázdniny\",(IF(H7946=6,\"víkend\",IF(H7946=7,\"víkend\",IF(AND(E7946=1,F7946=1),\"prázdniny\",\"všední\")))))","v":"víkend"},0.4]
[7939,null,null,{"$f":"D7946+1/24","v":"1999-11-27T18:29:59.998"},11,27,19,6,"víkend",0.3]
[7940,null,null,"1999-11-27T19:29:59.998",11,27,20,6,"víkend",0.4]
[7941,null,null,"1999-11-27T20:29:59.998",11,27,21,6,"víkend",0.6]
[7942,null,null,"1999-11-27T21:29:59.998",11,27,22,6,"víkend",0.5]
[7943,null,null,"1999-11-27T22:29:59.998",11,27,23,6,"víkend",0.5]
[7944,null,null,"1999-11-27T23:29:59.998",11,27,24,6,"víkend",0.4]
[7945,null,null,"1999-11-28T00:29:59.998",11,28,1,7,"víkend",0.4]
[7946,null,null,"1999-11-28T01:29:59.998",11,28,2,7,"víkend",0.3]
[7947,null,null,"1999-11-28T02:29:59.998",11,28,3,7,"víkend",0.3]
[7948,null,null,"1999-11-28T03:29:59.998",11,28,4,7,"víkend",0.2]
[7949,null,null,"1999-11-28T04:29:59.998",11,28,5,7,"víkend",0]
[7950,null,null,"1999-11-28T05:29:59.998",11,28,6,7,"víkend",0]
[7951,null,null,"1999-11-28T06:29:59.998",11,28,7,7,"víkend",-0.2]
[7952,null,null,"1999-11-28T07:29:59.998",11,28,8,7,"víkend",-0.3]
[7953,null,null,"1999-11-28T08:29:59.998",11,28,9,7,"víkend",-0.3]
[7954,null,null,"1999-11-28T09:29:59.998",11,28,10,7,"víkend",-0.3]
[7955,null,null,"1999-11-28T10:29:59.998",11,28,11,7,"víkend",-0.2]
[7956,null,null,"1999-11-28T11:29:59.998",11,28,12,7,"víkend",0.2]
[7957,null,null,"1999-11-28T12:29:59.998",11,28,13,7,"víkend",0.5]
[7958,null,null,"1999-11-28T13:29:59.998",11,28,14,7,"víkend",0.6]
[7959,null,null,"1999-11-28T14:29:59.998",11,28,15,7,"víkend",0.5]
[7960,null,null,"1999-11-28T15:29:59.998",11,28,16,7,"víkend",0.5]
[7961,null,null,"1999-11-28T16:29:59.998",11,28,17,7,"víkend",0.2]
[7962,null,null,"1999-11-28T17:29:59.998",11,28,{"$f":"G7946","v":18},7,"víkend",0]
[7963,null,null,"1999-11-28T18:29:59.998",11,28,19,7,"víkend",-0.2]
[7964,null,null,"1999-11-28T19:29:59.998",11,28,20,7,"víkend",-0.2]
[7965,null,null,"1999-11-28T20:29:59.998",11,28,21,7,"víkend",-0.4]
[7966,null,null,"1999-11-28T21:29:59.998",11,28,22,7,"víkend",-0.7]
[7967,null,null,"1999-11-28T22:29:59.998",11,28,23,7,"víkend",-0.6]
[7968,null,null,"1999-11-28T23:29:59.998",11,28,24,7,"víkend",-0.9]
[7969,null,null,"1999-11-29T00:29:59.998",11,29,1,1,"všední",-1.7]
[7970,null,null,"1999-11-29T01:29:59.998",11,29,2,1,"všední",-1.5]
[7971,null,null,"1999-11-29T02:29:59.998",11,29,3,1,"všední",-1.7]
[7972,null,null,"1999-11-29T03:29:59.998",11,29,4,1,"všední",-1.5]
[7973,null,null,"1999-11-29T04:29:59.998",11,29,5,1,"všední",-1.6]
[7974,null,null,"1999-11-29T05:29:59.998",11,29,6,1,"všední",-1.1000000000000001]
[7975,null,null,"1999-11-29T06:29:59.998",11,29,7,1,"všední",-1.1000000000000001]
[7976,null,null,"1999-11-29T07:29:59.998",11,29,8,1,"všední",-1.2]
[7977,null,null,"1999-11-29T08:29:59.998",11,29,9,1,"všední",-0.4]
[7978,null,null,"1999-11-29T09:29:59.998",11,29,10,1,"všední",1.1000000000000001]
[7979,null,null,"1999-11-29T10:29:59.998",11,29,11,1,"všední",1.2]
[7980,null,null,"1999-11-29T11:29:59.998",11,29,12,1,"všední",2.2999999999999998]
[7981,null,null,"1999-11-29T12:29:59.998",11,29,13,1,"všední",2.7]
[7982,null,null,"1999-11-29T13:29:59.998",11,29,14,1,"všední",2.7]
[7983,null,null,"1999-11-29T14:29:59.998",11,29,15,1,"všední",1.9]
[7984,null,null,"1999-11-29T15:29:59.998",11,29,16,1,"všední",1.1000000000000001]
[7985,null,null,"1999-11-29T16:29:59.998",11,29,17,1,"všední",0.4]
[7986,null,null,"1999-11-29T17:29:59.998",11,29,18,1,"všední",0.2]
[7987,null,null,"1999-11-29T18:29:59.998",11,29,19,1,"všední",0.1]
[7988,null,null,"1999-11-29T19:29:59.998",11,29,20,1,"všední",0.5]
[7989,null,null,"1999-11-29T20:29:59.998",11,29,21,1,"všední",1.1000000000000001]
[7990,null,null,"1999-11-29T21:29:59.998",11,29,22,1,"všední",0.2]
[7991,null,null,"1999-11-29T22:29:59.998",11,29,23,1,"všední",1]
[7992,null,null,"1999-11-29T23:29:59.998",11,29,24,1,"všední",1.1000000000000001]
[7993,null,null,"1999-11-30T00:29:59.998",11,30,1,2,"všední",-0.6]
[7994,null,null,"1999-11-30T01:29:59.998",11,30,2,2,"všední",-0.6]
[7995,null,null,"1999-11-30T02:29:59.998",11,30,3,2,"všední",-0.1]
[7996,null,null,"1999-11-30T03:29:59.998",11,30,4,2,"všední",0]
[7997,null,null,"1999-11-30T04:29:59.998",11,30,5,2,"všední",0]
[7998,null,null,"1999-11-30T05:29:59.998",11,30,6,2,"všední",0.4]
[7999,null,null,"1999-11-30T06:29:59.998",11,30,7,2,"všední",0.5]
[8000,null,null,"1999-11-30T07:29:59.998",11,30,8,2,"všední",0.1]
[8001,null,null,"1999-11-30T08:29:59.998",11,30,9,2,"všední",1.3]
[8002,null,null,"1999-11-30T09:29:59.998",11,30,10,{"$f":"WEEKDAY(D8010-1)","v":2},{"$f":"IF(OR(E8010=7,E8010=8),\"prázdniny\",(IF(H8010=6,\"víkend\",IF(H8010=7,\"víkend\",IF(AND(E8010=1,F8010=1),\"prázdniny\",\"všední\")))))","v":"všední"},2.1]
[8003,null,null,{"$f":"D8010+1/24","v":"1999-11-30T10:29:59.998"},11,30,11,2,"všední",2.5]
[8004,null,null,"1999-11-30T11:29:59.998",11,30,12,2,"všední",2.5]
[8005,null,null,"1999-11-30T12:29:59.998",11,30,13,2,"všední",2.6]
[8006,null,null,"1999-11-30T13:29:59.998",11,30,14,2,"všední",2.1]
[8007,null,null,"1999-11-30T14:29:59.998",11,30,15,2,"všední",1.7]
[8008,null,null,"1999-11-30T15:29:59.998",11,30,16,2,"všední",1.6]
[8009,null,null,"1999-11-30T16:29:59.998",11,30,17,2,"všední",1.4]
[8010,null,null,"1999-11-30T17:29:59.998",11,30,18,2,"všední",1.1000000000000001]
[8011,null,null,"1999-11-30T18:29:59.998",11,30,19,2,"všední",1.4]
[8012,null,null,"1999-11-30T19:29:59.998",11,30,20,2,"všední",2.1]
[8013,null,null,"1999-11-30T20:29:59.998",11,30,21,2,"všední",1.6]
[8014,null,null,"1999-11-30T21:29:59.998",11,30,22,2,"všední",1.4]
[8015,null,null,"1999-11-30T22:29:59.998",11,30,23,2,"všední",1.5]
[8016,null,null,"1999-11-30T23:29:59.998",11,30,24,2,"všední",1.7]
[8017,null,null,"1999-12-01T00:29:59.998",12,1,1,3,"všední",1.7]
[8018,null,null,"1999-12-01T01:29:59.998",12,1,2,3,"všední",1.4]
[8019,null,null,"1999-12-01T02:29:59.998",12,1,3,3,"všední",1]
[8020,null,null,"1999-12-01T03:29:59.998",12,1,4,3,"všední",0.7]
[8021,null,null,"1999-12-01T04:29:59.998",12,1,5,3,"všední",0.4]
[8022,null,null,"1999-12-01T05:29:59.998",12,1,6,3,"všední",0.5]
[8023,null,null,"1999-12-01T06:29:59.998",12,1,7,3,"všední",0.9]
[8024,null,null,"1999-12-01T07:29:59.998",12,1,8,3,"všední",1]
[8025,null,null,"1999-12-01T08:29:59.998",12,1,9,3,"všední",1]
[8026,null,null,"1999-12-01T09:29:59.998",12,1,{"$f":"G8010","v":10},3,"všední",1.2]
[8027,null,null,"1999-12-01T10:29:59.998",12,1,11,3,"všední",1.3]
[8028,null,null,"1999-12-01T11:29:59.998",12,1,12,3,"všední",1.5]
[8029,null,null,"1999-12-01T12:29:59.998",12,1,13,3,"všední",1.6]
[8030,null,null,"1999-12-01T13:29:59.998",12,1,14,3,"všední",1.6]
[8031,null,null,"1999-12-01T14:29:59.998",12,1,15,3,"všední",1.6]
[8032,null,null,"1999-12-01T15:29:59.998",12,1,16,3,"všední",1.5]
[8033,null,null,"1999-12-01T16:29:59.998",12,1,17,3,"všední",1.4]
[8034,null,null,"1999-12-01T17:29:59.998",12,1,18,3,"všední",1.4]
[8035,null,null,"1999-12-01T18:29:59.998",12,1,19,3,"všední",1.4]
[8036,null,null,"1999-12-01T19:29:59.998",12,1,20,3,"všední",1.5]
[8037,null,null,"1999-12-01T20:29:59.998",12,1,21,3,"všední",1.6]
[8038,null,null,"1999-12-01T21:29:59.998",12,1,22,3,"všední",1.8]
[8039,null,null,"1999-12-01T22:29:59.998",12,1,23,3,"všední",1.9]
[8040,null,null,"1999-12-01T23:29:59.998",12,1,24,3,"všední",1.9]
[8041,null,null,"1999-12-02T00:29:59.998",12,2,1,4,"všední",2]
[8042,null,null,"1999-12-02T01:29:59.998",12,2,2,4,"všední",1.9]
[8043,null,null,"1999-12-02T02:29:59.998",12,2,3,4,"všední",1.8]
[8044,null,null,"1999-12-02T03:29:59.998",12,2,4,4,"všední",1.7]
[8045,null,null,"1999-12-02T04:29:59.998",12,2,5,4,"všední",1]
[8046,null,null,"1999-12-02T05:29:59.998",12,2,6,4,"všední",0.5]
[8047,null,null,"1999-12-02T06:29:59.998",12,2,7,4,"všední",0]
[8048,null,null,"1999-12-02T07:29:59.998",12,2,8,4,"všední",0]
[8049,null,null,"1999-12-02T08:29:59.998",12,2,9,4,"všední",0]
[8050,null,null,"1999-12-02T09:29:59.998",12,2,10,4,"všední",1.2]
[8051,null,null,"1999-12-02T10:29:59.998",12,2,11,4,"všední",2.1]
[8052,null,null,"1999-12-02T11:29:59.998",12,2,12,4,"všední",2.1]
[8053,null,null,"1999-12-02T12:29:59.998",12,2,13,4,"všední",2.9]
[8054,null,null,"1999-12-02T13:29:59.998",12,2,14,4,"všední",2.9]
[8055,null,null,"1999-12-02T14:29:59.998",12,2,15,4,"všední",2.8]
[8056,null,null,"1999-12-02T15:29:59.998",12,2,16,4,"všední",2.2999999999999998]
[8057,null,null,"1999-12-02T16:29:59.998",12,2,17,4,"všední",2]
[8058,null,null,"1999-12-02T17:29:59.998",12,2,18,4,"všední",1.5]
[8059,null,null,"1999-12-02T18:29:59.998",12,2,19,4,"všední",1.1000000000000001]
[8060,null,null,"1999-12-02T19:29:59.998",12,2,20,4,"všední",-0.2]
[8061,null,null,"1999-12-02T20:29:59.998",12,2,21,4,"všední",-1.3]
[8062,null,null,"1999-12-02T21:29:59.998",12,2,22,4,"všední",-1.9]
[8063,null,null,"1999-12-02T22:29:59.998",12,2,23,4,"všední",-1.9]
[8064,null,null,"1999-12-02T23:29:59.998",12,2,24,4,"všední",-1.9]
[8065,null,null,"1999-12-03T00:29:59.998",12,3,1,5,"všední",-1.9]
[8066,null,null,"1999-12-03T01:29:59.998",12,3,2,{"$f":"WEEKDAY(D8074-1)","v":5},{"$f":"IF(OR(E8074=7,E8074=8),\"prázdniny\",(IF(H8074=6,\"víkend\",IF(H8074=7,\"víkend\",IF(AND(E8074=1,F8074=1),\"prázdniny\",\"všední\")))))","v":"všední"},-1.4]
[8067,null,null,{"$f":"D8074+1/24","v":"1999-12-03T02:29:59.998"},12,3,3,5,"všední",-0.9]
[8068,null,null,"1999-12-03T03:29:59.998",12,3,4,5,"všední",-0.4]
[8069,null,null,"1999-12-03T04:29:59.998",12,3,5,5,"všední",-0.4]
[8070,null,null,"1999-12-03T05:29:59.998",12,3,6,5,"všední",-0.2]
[8071,null,null,"1999-12-03T06:29:59.998",12,3,7,5,"všední",-0.3]
[8072,null,null,"1999-12-03T07:29:59.998",12,3,8,5,"všední",-0.2]
[8073,null,null,"1999-12-03T08:29:59.998",12,3,9,5,"všední",-0.2]
[8074,null,null,"1999-12-03T09:29:59.998",12,3,10,5,"všední",0]
[8075,null,null,"1999-12-03T10:29:59.998",12,3,11,5,"všední",0.1]
[8076,null,null,"1999-12-03T11:29:59.998",12,3,12,5,"všední",0.2]
[8077,null,null,"1999-12-03T12:29:59.998",12,3,13,5,"všední",0.2]
[8078,null,null,"1999-12-03T13:29:59.998",12,3,14,5,"všední",0.1]
[8079,null,null,"1999-12-03T14:29:59.998",12,3,15,5,"všední",0]
[8080,null,null,"1999-12-03T15:29:59.998",12,3,16,5,"všední",-0.2]
[8081,null,null,"1999-12-03T16:29:59.998",12,3,17,5,"všední",-0.2]
[8082,null,null,"1999-12-03T17:29:59.998",12,3,18,5,"všední",-0.4]
[8083,null,null,"1999-12-03T18:29:59.998",12,3,19,5,"všední",-0.5]
[8084,null,null,"1999-12-03T19:29:59.998",12,3,20,5,"všední",-0.7]
[8085,null,null,"1999-12-03T20:29:59.998",12,3,21,5,"všední",-0.7]
[8086,null,null,"1999-12-03T21:29:59.998",12,3,22,5,"všední",-0.7]
[8087,null,null,"1999-12-03T22:29:59.998",12,3,23,5,"všední",-0.9]
[8088,null,null,"1999-12-03T23:29:59.998",12,3,24,5,"všední",-1]
[8089,null,null,"1999-12-04T00:29:59.998",12,4,1,6,"víkend",-1.2]
[8090,null,null,"1999-12-04T01:29:59.998",12,4,{"$f":"G8074","v":2},6,"víkend",-1.3]
[8091,null,null,"1999-12-04T02:29:59.998",12,4,3,6,"víkend",-1.4]
[8092,null,null,"1999-12-04T03:29:59.998",12,4,4,6,"víkend",-1.5]
[8093,null,null,"1999-12-04T04:29:59.998",12,4,5,6,"víkend",-1.7]
[8094,null,null,"1999-12-04T05:29:59.998",12,4,6,6,"víkend",-1.8]
[8095,null,null,"1999-12-04T06:29:59.998",12,4,7,6,"víkend",-2]
[8096,null,null,"1999-12-04T07:29:59.998",12,4,8,6,"víkend",-1.9]
[8097,null,null,"1999-12-04T08:29:59.998",12,4,9,6,"víkend",-1.6]
[8098,null,null,"1999-12-04T09:29:59.998",12,4,10,6,"víkend",-1.4]
[8099,null,null,"1999-12-04T10:29:59.998",12,4,11,6,"víkend",-0.9]
[8100,null,null,"1999-12-04T11:29:59.998",12,4,12,6,"víkend",-0.2]
[8101,null,null,"1999-12-04T12:29:59.998",12,4,13,6,"víkend",-0.2]
[8102,null,null,"1999-12-04T13:29:59.998",12,4,14,6,"víkend",0.8]
[8103,null,null,"1999-12-04T14:29:59.998",12,4,15,6,"víkend",0.7]
[8104,null,null,"1999-12-04T15:29:59.998",12,4,16,6,"víkend",0.6]
[8105,null,null,"1999-12-04T16:29:59.998",12,4,17,6,"víkend",0.7]
[8106,null,null,"1999-12-04T17:29:59.998",12,4,18,6,"víkend",0.6]
[8107,null,null,"1999-12-04T18:29:59.998",12,4,19,6,"víkend",1.2]
[8108,null,null,"1999-12-04T19:29:59.998",12,4,20,6,"víkend",1.9]
[8109,null,null,"1999-12-04T20:29:59.998",12,4,21,6,"víkend",1.7]
[8110,null,null,"1999-12-04T21:29:59.998",12,4,22,6,"víkend",2.2999999999999998]
[8111,null,null,"1999-12-04T22:29:59.998",12,4,23,6,"víkend",2.2999999999999998]
[8112,null,null,"1999-12-04T23:29:59.998",12,4,24,6,"víkend",2.2000000000000002]
[8113,null,null,"1999-12-05T00:29:59.998",12,5,1,7,"víkend",2.2000000000000002]
[8114,null,null,"1999-12-05T01:29:59.998",12,5,2,7,"víkend",2.4]
[8115,null,null,"1999-12-05T02:29:59.998",12,5,3,7,"víkend",2.6]
[8116,null,null,"1999-12-05T03:29:59.998",12,5,4,7,"víkend",2.8]
[8117,null,null,"1999-12-05T04:29:59.998",12,5,5,7,"víkend",2.9]
[8118,null,null,"1999-12-05T05:29:59.998",12,5,6,7,"víkend",2.7]
[8119,null,null,"1999-12-05T06:29:59.998",12,5,7,7,"víkend",2.8]
[8120,null,null,"1999-12-05T07:29:59.998",12,5,8,7,"víkend",2.6]
[8121,null,null,"1999-12-05T08:29:59.998",12,5,9,7,"víkend",2.6]
[8122,null,null,"1999-12-05T09:29:59.998",12,5,10,7,"víkend",0.6]
[8123,null,null,"1999-12-05T10:29:59.998",12,5,11,7,"víkend",1.8]
[8124,null,null,"1999-12-05T11:29:59.998",12,5,12,7,"víkend",0.6]
[8125,null,null,"1999-12-05T12:29:59.998",12,5,13,7,"víkend",2.1]
[8126,null,null,"1999-12-05T13:29:59.998",12,5,14,7,"víkend",1]
[8127,null,null,"1999-12-05T14:29:59.998",12,5,15,7,"víkend",1.6]
[8128,null,null,"1999-12-05T15:29:59.998",12,5,16,7,"víkend",1]
[8129,null,null,"1999-12-05T16:29:59.998",12,5,17,7,"víkend",0.4]
[8130,null,null,"1999-12-05T17:29:59.998",12,5,18,{"$f":"WEEKDAY(D8138-1)","v":7},{"$f":"IF(OR(E8138=7,E8138=8),\"prázdniny\",(IF(H8138=6,\"víkend\",IF(H8138=7,\"víkend\",IF(AND(E8138=1,F8138=1),\"prázdniny\",\"všední\")))))","v":"víkend"},1]
[8131,null,null,{"$f":"D8138+1/24","v":"1999-12-05T18:29:59.998"},12,5,19,7,"víkend",0.8]
[8132,null,null,"1999-12-05T19:29:59.998",12,5,20,7,"víkend",1]
[8133,null,null,"1999-12-05T20:29:59.998",12,5,21,7,"víkend",1]
[8134,null,null,"1999-12-05T21:29:59.998",12,5,22,7,"víkend",0.8]
[8135,null,null,"1999-12-05T22:29:59.998",12,5,23,7,"víkend",0.6]
[8136,null,null,"1999-12-05T23:29:59.998",12,5,24,7,"víkend",0.4]
[8137,null,null,"1999-12-06T00:29:59.998",12,6,1,1,"všední",0.2]
[8138,null,null,"1999-12-06T01:29:59.998",12,6,2,1,"všední",-0.2]
[8139,null,null,"1999-12-06T02:29:59.998",12,6,3,1,"všední",-0.5]
[8140,null,null,"1999-12-06T03:29:59.998",12,6,4,1,"všední",-0.9]
[8141,null,null,"1999-12-06T04:29:59.998",12,6,5,1,"všední",-0.6]
[8142,null,null,"1999-12-06T05:29:59.998",12,6,6,1,"všední",-0.6]
[8143,null,null,"1999-12-06T06:29:59.998",12,6,7,1,"všední",-0.6]
[8144,null,null,"1999-12-06T07:29:59.998",12,6,8,1,"všední",-0.6]
[8145,null,null,"1999-12-06T08:29:59.998",12,6,9,1,"všední",-0.6]
[8146,null,null,"1999-12-06T09:29:59.998",12,6,10,1,"všední",-0.8]
[8147,null,null,"1999-12-06T10:29:59.998",12,6,11,1,"všední",-1]
[8148,null,null,"1999-12-06T11:29:59.998",12,6,12,1,"všední",-0.6]
[8149,null,null,"1999-12-06T12:29:59.998",12,6,13,1,"všední",-0.6]
[8150,null,null,"1999-12-06T13:29:59.998",12,6,14,1,"všední",-0.8]
[8151,null,null,"1999-12-06T14:29:59.998",12,6,15,1,"všední",-0.8]
[8152,null,null,"1999-12-06T15:29:59.998",12,6,16,1,"všední",-0.8]
[8153,null,null,"1999-12-06T16:29:59.998",12,6,17,1,"všední",-1.2]
[8154,null,null,"1999-12-06T17:29:59.998",12,6,{"$f":"G8138","v":18},1,"všední",-1.3]
[8155,null,null,"1999-12-06T18:29:59.998",12,6,19,1,"všední",-1.2]
[8156,null,null,"1999-12-06T19:29:59.998",12,6,20,1,"všední",-1]
[8157,null,null,"1999-12-06T20:29:59.998",12,6,21,1,"všední",-0.9]
[8158,null,null,"1999-12-06T21:29:59.998",12,6,22,1,"všední",-1.2]
[8159,null,null,"1999-12-06T22:29:59.998",12,6,23,1,"všední",-0.9]
[8160,null,null,"1999-12-06T23:29:59.998",12,6,24,1,"všední",-0.7]
[8161,null,null,"1999-12-07T00:29:59.998",12,7,1,2,"všední",-0.4]
[8162,null,null,"1999-12-07T01:29:59.998",12,7,2,2,"všední",0]
[8163,null,null,"1999-12-07T02:29:59.998",12,7,3,2,"všední",0.3]
[8164,null,null,"1999-12-07T03:29:59.998",12,7,4,2,"všední",0.7]
[8165,null,null,"1999-12-07T04:29:59.998",12,7,5,2,"všední",0.6]
[8166,null,null,"1999-12-07T05:29:59.998",12,7,6,2,"všední",0.6]
[8167,null,null,"1999-12-07T06:29:59.998",12,7,7,2,"všední",0.6]
[8168,null,null,"1999-12-07T07:29:59.998",12,7,8,2,"všední",0.7]
[8169,null,null,"1999-12-07T08:29:59.998",12,7,9,2,"všední",0.8]
[8170,null,null,"1999-12-07T09:29:59.998",12,7,10,2,"všední",1]
[8171,null,null,"1999-12-07T10:29:59.998",12,7,11,2,"všední",1.2]
[8172,null,null,"1999-12-07T11:29:59.998",12,7,12,2,"všední",1.2]
[8173,null,null,"1999-12-07T12:29:59.998",12,7,13,2,"všední",1.1000000000000001]
[8174,null,null,"1999-12-07T13:29:59.998",12,7,14,2,"všední",1.2]
[8175,null,null,"1999-12-07T14:29:59.998",12,7,15,2,"všední",1.2]
[8176,null,null,"1999-12-07T15:29:59.998",12,7,16,2,"všední",1]
[8177,null,null,"1999-12-07T16:29:59.998",12,7,17,2,"všední",0.9]
[8178,null,null,"1999-12-07T17:29:59.998",12,7,18,2,"všední",1.1000000000000001]
[8179,null,null,"1999-12-07T18:29:59.998",12,7,19,2,"všední",1]
[8180,null,null,"1999-12-07T19:29:59.998",12,7,20,2,"všední",1.4]
[8181,null,null,"1999-12-07T20:29:59.998",12,7,21,2,"všední",1.3]
[8182,null,null,"1999-12-07T21:29:59.998",12,7,22,2,"všední",1.3]
[8183,null,null,"1999-12-07T22:29:59.998",12,7,23,2,"všední",1.3]
[8184,null,null,"1999-12-07T23:29:59.998",12,7,24,2,"všední",1.3]
[8185,null,null,"1999-12-08T00:29:59.998",12,8,1,3,"všední",1.3]
[8186,null,null,"1999-12-08T01:29:59.998",12,8,2,3,"všední",1.3]
[8187,null,null,"1999-12-08T02:29:59.998",12,8,3,3,"všední",1.4]
[8188,null,null,"1999-12-08T03:29:59.998",12,8,4,3,"všední",1.4]
[8189,null,null,"1999-12-08T04:29:59.998",12,8,5,3,"všední",1.4]
[8190,null,null,"1999-12-08T05:29:59.998",12,8,6,3,"všední",1.3]
[8191,null,null,"1999-12-08T06:29:59.998",12,8,7,3,"všední",1]
[8192,null,null,"1999-12-08T07:29:59.998",12,8,8,3,"všední",0.6]
[8193,null,null,"1999-12-08T08:29:59.998",12,8,9,3,"všední",0.4]
[8194,null,null,"1999-12-08T09:29:59.998",12,8,10,{"$f":"WEEKDAY(D8202-1)","v":3},{"$f":"IF(OR(E8202=7,E8202=8),\"prázdniny\",(IF(H8202=6,\"víkend\",IF(H8202=7,\"víkend\",IF(AND(E8202=1,F8202=1),\"prázdniny\",\"všední\")))))","v":"všední"},0.5]
[8195,null,null,{"$f":"D8202+1/24","v":"1999-12-08T10:29:59.998"},12,8,11,3,"všední",0.5]
[8196,null,null,"1999-12-08T11:29:59.998",12,8,12,3,"všední",0.2]
[8197,null,null,"1999-12-08T12:29:59.998",12,8,13,3,"všední",0]
[8198,null,null,"1999-12-08T13:29:59.998",12,8,14,3,"všední",0.1]
[8199,null,null,"1999-12-08T14:29:59.998",12,8,15,3,"všední",-0.2]
[8200,null,null,"1999-12-08T15:29:59.998",12,8,16,3,"všední",-0.8]
[8201,null,null,"1999-12-08T16:29:59.998",12,8,17,3,"všední",-1.1000000000000001]
[8202,null,null,"1999-12-08T17:29:59.998",12,8,18,3,"všední",-1.3]
[8203,null,null,"1999-12-08T18:29:59.998",12,8,19,3,"všední",-1.3]
[8204,null,null,"1999-12-08T19:29:59.998",12,8,20,3,"všední",-2.2000000000000002]
[8205,null,null,"1999-12-08T20:29:59.998",12,8,21,3,"všední",-2.4]
[8206,null,null,"1999-12-08T21:29:59.998",12,8,22,3,"všední",-2.8]
[8207,null,null,"1999-12-08T22:29:59.998",12,8,23,3,"všední",-3.8]
[8208,null,null,"1999-12-08T23:29:59.998",12,8,24,3,"všední",-4.9000000000000004]
[8209,null,null,"1999-12-09T00:29:59.998",12,9,1,4,"všední",-5.9]
[8210,null,null,"1999-12-09T01:29:59.998",12,9,2,4,"všední",-7]
[8211,null,null,"1999-12-09T02:29:59.998",12,9,3,4,"všední",-8.1]
[8212,null,null,"1999-12-09T03:29:59.998",12,9,4,4,"všední",-9.1999999999999993]
[8213,null,null,"1999-12-09T04:29:59.998",12,9,5,4,"všední",-9.8000000000000007]
[8214,null,null,"1999-12-09T05:29:59.998",12,9,6,4,"všední",-11.4]
[8215,null,null,"1999-12-09T06:29:59.998",12,9,7,4,"všední",-12]
[8216,null,null,"1999-12-09T07:29:59.998",12,9,8,4,"všední",-11.6]
[8217,null,null,"1999-12-09T08:29:59.998",12,9,9,4,"všední",-11.5]
[8218,null,null,"1999-12-09T09:29:59.998",12,9,{"$f":"G8202","v":10},4,"všední",-8.6]
[8219,null,null,"1999-12-09T10:29:59.998",12,9,11,4,"všední",-8.3000000000000007]
[8220,null,null,"1999-12-09T11:29:59.998",12,9,12,4,"všední",-7.3]
[8221,null,null,"1999-12-09T12:29:59.998",12,9,13,4,"všední",-7.1]
[8222,null,null,"1999-12-09T13:29:59.998",12,9,14,4,"všední",-7.6]
[8223,null,null,"1999-12-09T14:29:59.998",12,9,15,4,"všední",-7.7]
[8224,null,null,"1999-12-09T15:29:59.998",12,9,16,4,"všední",-8.3000000000000007]
[8225,null,null,"1999-12-09T16:29:59.998",12,9,17,4,"všední",-9.6999999999999993]
[8226,null,null,"1999-12-09T17:29:59.998",12,9,18,4,"všední",-10.5]
[8227,null,null,"1999-12-09T18:29:59.998",12,9,19,4,"všední",-9.8000000000000007]
[8228,null,null,"1999-12-09T19:29:59.998",12,9,20,4,"všední",-9.5]
[8229,null,null,"1999-12-09T20:29:59.998",12,9,21,4,"všední",-10.7]
[8230,null,null,"1999-12-09T21:29:59.998",12,9,22,4,"všední",-10.7]
[8231,null,null,"1999-12-09T22:29:59.998",12,9,23,4,"všední",-11.3]
[8232,null,null,"1999-12-09T23:29:59.998",12,9,24,4,"všední",-12]
[8233,null,null,"1999-12-10T00:29:59.998",12,10,1,5,"všední",-12.6]
[8234,null,null,"1999-12-10T01:29:59.998",12,10,2,5,"všední",-13.6]
[8235,null,null,"1999-12-10T02:29:59.998",12,10,3,5,"všední",-14.5]
[8236,null,null,"1999-12-10T03:29:59.998",12,10,4,5,"všední",-15.5]
[8237,null,null,"1999-12-10T04:29:59.998",12,10,5,5,"všední",-14.4]
[8238,null,null,"1999-12-10T05:29:59.998",12,10,6,5,"všední",-14.6]
[8239,null,null,"1999-12-10T06:29:59.998",12,10,7,5,"všední",-13.9]
[8240,null,null,"1999-12-10T07:29:59.998",12,10,8,5,"všední",-14.1]
[8241,null,null,"1999-12-10T08:29:59.998",12,10,9,5,"všední",-13.7]
[8242,null,null,"1999-12-10T09:29:59.998",12,10,10,5,"všední",-12.7]
[8243,null,null,"1999-12-10T10:29:59.998",12,10,11,5,"všední",-11]
[8244,null,null,"1999-12-10T11:29:59.998",12,10,12,5,"všední",-9.6999999999999993]
[8245,null,null,"1999-12-10T12:29:59.998",12,10,13,5,"všední",-8.6999999999999993]
[8246,null,null,"1999-12-10T13:29:59.998",12,10,14,5,"všední",-7.7]
[8247,null,null,"1999-12-10T14:29:59.998",12,10,15,5,"všední",-7.5]
[8248,null,null,"1999-12-10T15:29:59.998",12,10,16,5,"všední",-7.6]
[8249,null,null,"1999-12-10T16:29:59.998",12,10,17,5,"všední",-8.1999999999999993]
[8250,null,null,"1999-12-10T17:29:59.998",12,10,18,5,"všední",-8.1]
[8251,null,null,"1999-12-10T18:29:59.998",12,10,19,5,"všední",-8]
[8252,null,null,"1999-12-10T19:29:59.998",12,10,20,5,"všední",-8.6]
[8253,null,null,"1999-12-10T20:29:59.998",12,10,21,5,"všední",-8.4]
[8254,null,null,"1999-12-10T21:29:59.998",12,10,22,5,"všední",-7.6]
[8255,null,null,"1999-12-10T22:29:59.998",12,10,23,5,"všední",-7.1]
[8256,null,null,"1999-12-10T23:29:59.998",12,10,24,5,"všední",-6.7]
[8257,null,null,"1999-12-11T00:29:59.998",12,11,1,6,"víkend",-6.2]
[8258,null,null,"1999-12-11T01:29:59.998",12,11,2,{"$f":"WEEKDAY(D8266-1)","v":6},{"$f":"IF(OR(E8266=7,E8266=8),\"prázdniny\",(IF(H8266=6,\"víkend\",IF(H8266=7,\"víkend\",IF(AND(E8266=1,F8266=1),\"prázdniny\",\"všední\")))))","v":"víkend"},-6.2]
[8259,null,null,{"$f":"D8266+1/24","v":"1999-12-11T02:29:59.998"},12,11,3,6,"víkend",-6.2]
[8260,null,null,"1999-12-11T03:29:59.998",12,11,4,6,"víkend",-6.2]
[8261,null,null,"1999-12-11T04:29:59.998",12,11,5,6,"víkend",-7.2]
[8262,null,null,"1999-12-11T05:29:59.998",12,11,6,6,"víkend",-8.4]
[8263,null,null,"1999-12-11T06:29:59.998",12,11,7,6,"víkend",-9]
[8264,null,null,"1999-12-11T07:29:59.998",12,11,8,6,"víkend",-9.5]
[8265,null,null,"1999-12-11T08:29:59.998",12,11,9,6,"víkend",-7.8]
[8266,null,null,"1999-12-11T09:29:59.998",12,11,10,6,"víkend",-5.7]
[8267,null,null,"1999-12-11T10:29:59.998",12,11,11,6,"víkend",-2.8]
[8268,null,null,"1999-12-11T11:29:59.998",12,11,12,6,"víkend",-1.9]
[8269,null,null,"1999-12-11T12:29:59.998",12,11,13,6,"víkend",-1.4]
[8270,null,null,"1999-12-11T13:29:59.998",12,11,14,6,"víkend",-0.8]
[8271,null,null,"1999-12-11T14:29:59.998",12,11,15,6,"víkend",-1.1000000000000001]
[8272,null,null,"1999-12-11T15:29:59.998",12,11,16,6,"víkend",-2.6]
[8273,null,null,"1999-12-11T16:29:59.998",12,11,17,6,"víkend",-3.4]
[8274,null,null,"1999-12-11T17:29:59.998",12,11,18,6,"víkend",-4.3]
[8275,null,null,"1999-12-11T18:29:59.998",12,11,19,6,"víkend",-4]
[8276,null,null,"1999-12-11T19:29:59.998",12,11,20,6,"víkend",-3.7]
[8277,null,null,"1999-12-11T20:29:59.998",12,11,21,6,"víkend",-5]
[8278,null,null,"1999-12-11T21:29:59.998",12,11,22,6,"víkend",-6.3]
[8279,null,null,"1999-12-11T22:29:59.998",12,11,23,6,"víkend",-7.3]
[8280,null,null,"1999-12-11T23:29:59.998",12,11,24,6,"víkend",-8.4]
[8281,null,null,"1999-12-12T00:29:59.998",12,12,1,7,"víkend",-9.4]
[8282,null,null,"1999-12-12T01:29:59.998",12,12,{"$f":"G8266","v":2},7,"víkend",-9.6]
[8283,null,null,"1999-12-12T02:29:59.998",12,12,3,7,"víkend",-9.9]
[8284,null,null,"1999-12-12T03:29:59.998",12,12,4,7,"víkend",-10.1]
[8285,null,null,"1999-12-12T04:29:59.998",12,12,5,7,"víkend",-10]
[8286,null,null,"1999-12-12T05:29:59.998",12,12,6,7,"víkend",-10]
[8287,null,null,"1999-12-12T06:29:59.998",12,12,7,7,"víkend",-10.3]
[8288,null,null,"1999-12-12T07:29:59.998",12,12,8,7,"víkend",-10.4]
[8289,null,null,"1999-12-12T08:29:59.998",12,12,9,7,"víkend",-9.9]
[8290,null,null,"1999-12-12T09:29:59.998",12,12,10,7,"víkend",-8.9]
[8291,null,null,"1999-12-12T10:29:59.998",12,12,11,7,"víkend",-7.9]
[8292,null,null,"1999-12-12T11:29:59.998",12,12,12,7,"víkend",-7.5]
[8293,null,null,"1999-12-12T12:29:59.998",12,12,13,7,"víkend",-7.2]
[8294,null,null,"1999-12-12T13:29:59.998",12,12,14,7,"víkend",-7]
[8295,null,null,"1999-12-12T14:29:59.998",12,12,15,7,"víkend",-6.7]
[8296,null,null,"1999-12-12T15:29:59.998",12,12,16,7,"víkend",-6.7]
[8297,null,null,"1999-12-12T16:29:59.998",12,12,17,7,"víkend",-7]
[8298,null,null,"1999-12-12T17:29:59.998",12,12,18,7,"víkend",-7.1]
[8299,null,null,"1999-12-12T18:29:59.998",12,12,19,7,"víkend",-7.3]
[8300,null,null,"1999-12-12T19:29:59.998",12,12,20,7,"víkend",-7.6]
[8301,null,null,"1999-12-12T20:29:59.998",12,12,21,7,"víkend",-7.5]
[8302,null,null,"1999-12-12T21:29:59.998",12,12,22,7,"víkend",-7.7]
[8303,null,null,"1999-12-12T22:29:59.998",12,12,23,7,"víkend",-8]
[8304,null,null,"1999-12-12T23:29:59.998",12,12,24,7,"víkend",-8.1999999999999993]
[8305,null,null,"1999-12-13T00:29:59.998",12,13,1,1,"všední",-8.5]
[8306,null,null,"1999-12-13T01:29:59.998",12,13,2,1,"všední",-9.1999999999999993]
[8307,null,null,"1999-12-13T02:29:59.998",12,13,3,1,"všední",-9.8000000000000007]
[8308,null,null,"1999-12-13T03:29:59.998",12,13,4,1,"všední",-10.5]
[8309,null,null,"1999-12-13T04:29:59.998",12,13,5,1,"všední",-10.1]
[8310,null,null,"1999-12-13T05:29:59.998",12,13,6,1,"všední",-9.8000000000000007]
[8311,null,null,"1999-12-13T06:29:59.998",12,13,7,1,"všední",-10.199999999999999]
[8312,null,null,"1999-12-13T07:29:59.998",12,13,8,1,"všední",-10.5]
[8313,null,null,"1999-12-13T08:29:59.998",12,13,9,1,"všední",-11.7]
[8314,null,null,"1999-12-13T09:29:59.998",12,13,10,1,"všední",-10.3]
[8315,null,null,"1999-12-13T10:29:59.998",12,13,11,1,"všední",-9.6]
[8316,null,null,"1999-12-13T11:29:59.998",12,13,12,1,"všední",-8.6]
[8317,null,null,"1999-12-13T12:29:59.998",12,13,13,1,"všední",-6.5]
[8318,null,null,"1999-12-13T13:29:59.998",12,13,14,1,"všední",-6.7]
[8319,null,null,"1999-12-13T14:29:59.998",12,13,15,1,"všední",-6.4]
[8320,null,null,"1999-12-13T15:29:59.998",12,13,16,1,"všední",-7.1]
[8321,null,null,"1999-12-13T16:29:59.998",12,13,17,1,"všední",-7.7]
[8322,null,null,"1999-12-13T17:29:59.998",12,13,18,{"$f":"WEEKDAY(D8330-1)","v":1},{"$f":"IF(OR(E8330=7,E8330=8),\"prázdniny\",(IF(H8330=6,\"víkend\",IF(H8330=7,\"víkend\",IF(AND(E8330=1,F8330=1),\"prázdniny\",\"všední\")))))","v":"všední"},-8.1]
[8323,null,null,{"$f":"D8330+1/24","v":"1999-12-13T18:29:59.998"},12,13,19,1,"všední",-8]
[8324,null,null,"1999-12-13T19:29:59.998",12,13,20,1,"všední",-8.4]
[8325,null,null,"1999-12-13T20:29:59.998",12,13,21,1,"všední",-8.9]
[8326,null,null,"1999-12-13T21:29:59.998",12,13,22,1,"všední",-9.1999999999999993]
[8327,null,null,"1999-12-13T22:29:59.998",12,13,23,1,"všední",-8.5]
[8328,null,null,"1999-12-13T23:29:59.998",12,13,24,1,"všední",-7.8]
[8329,null,null,"1999-12-14T00:29:59.998",12,14,1,2,"všední",-7.1]
[8330,null,null,"1999-12-14T01:29:59.998",12,14,2,2,"všední",-6.3]
[8331,null,null,"1999-12-14T02:29:59.998",12,14,3,2,"všední",-5.5]
[8332,null,null,"1999-12-14T03:29:59.998",12,14,4,2,"všední",-4.7]
[8333,null,null,"1999-12-14T04:29:59.998",12,14,5,2,"všední",-4]
[8334,null,null,"1999-12-14T05:29:59.998",12,14,6,2,"všední",-3.7]
[8335,null,null,"1999-12-14T06:29:59.998",12,14,7,2,"všední",-3.8]
[8336,null,null,"1999-12-14T07:29:59.998",12,14,8,2,"všední",-3.6]
[8337,null,null,"1999-12-14T08:29:59.998",12,14,9,2,"všední",-3.6]
[8338,null,null,"1999-12-14T09:29:59.998",12,14,10,2,"všední",-1.7]
[8339,null,null,"1999-12-14T10:29:59.998",12,14,11,2,"všední",-0.3]
[8340,null,null,"1999-12-14T11:29:59.998",12,14,12,2,"všední",1.5]
[8341,null,null,"1999-12-14T12:29:59.998",12,14,13,2,"všední",2.7]
[8342,null,null,"1999-12-14T13:29:59.998",12,14,14,2,"všední",2.7]
[8343,null,null,"1999-12-14T14:29:59.998",12,14,15,2,"všední",2.2999999999999998]
[8344,null,null,"1999-12-14T15:29:59.998",12,14,16,2,"všední",1.4]
[8345,null,null,"1999-12-14T16:29:59.998",12,14,17,2,"všední",0.5]
[8346,null,null,"1999-12-14T17:29:59.998",12,14,{"$f":"G8330","v":18},2,"všední",0.1]
[8347,null,null,"1999-12-14T18:29:59.998",12,14,19,2,"všední",-0.3]
[8348,null,null,"1999-12-14T19:29:59.998",12,14,20,2,"všední",-0.9]
[8349,null,null,"1999-12-14T20:29:59.998",12,14,21,2,"všední",-1.7]
[8350,null,null,"1999-12-14T21:29:59.998",12,14,22,2,"všední",-1.7]
[8351,null,null,"1999-12-14T22:29:59.998",12,14,23,2,"všední",-2.2000000000000002]
[8352,null,null,"1999-12-14T23:29:59.998",12,14,24,2,"všední",-2.8]
[8353,null,null,"1999-12-15T00:29:59.998",12,15,1,3,"všední",-3.3]
[8354,null,null,"1999-12-15T01:29:59.998",12,15,2,3,"všední",-3.4]
[8355,null,null,"1999-12-15T02:29:59.998",12,15,3,3,"všední",-3.4]
[8356,null,null,"1999-12-15T03:29:59.998",12,15,4,3,"všední",-3.5]
[8357,null,null,"1999-12-15T04:29:59.998",12,15,5,3,"všední",-4.2]
[8358,null,null,"1999-12-15T05:29:59.998",12,15,6,3,"všední",-5]
[8359,null,null,"1999-12-15T06:29:59.998",12,15,7,3,"všední",-6.1]
[8360,null,null,"1999-12-15T07:29:59.998",12,15,8,3,"všední",-6.8]
[8361,null,null,"1999-12-15T08:29:59.998",12,15,9,3,"všední",-6.5]
[8362,null,null,"1999-12-15T09:29:59.998",12,15,10,3,"všední",-4]
[8363,null,null,"1999-12-15T10:29:59.998",12,15,11,3,"všední",-1.4]
[8364,null,null,"1999-12-15T11:29:59.998",12,15,12,3,"všední",0.2]
[8365,null,null,"1999-12-15T12:29:59.998",12,15,13,3,"všední",1.3]
[8366,null,null,"1999-12-15T13:29:59.998",12,15,14,3,"všední",0.9]
[8367,null,null,"1999-12-15T14:29:59.998",12,15,15,3,"všední",0.2]
[8368,null,null,"1999-12-15T15:29:59.998",12,15,16,3,"všední",-1.1000000000000001]
[8369,null,null,"1999-12-15T16:29:59.998",12,15,17,3,"všední",-2.1]
[8370,null,null,"1999-12-15T17:29:59.998",12,15,18,3,"všední",-2.7]
[8371,null,null,"1999-12-15T18:29:59.998",12,15,19,3,"všední",-3.1]
[8372,null,null,"1999-12-15T19:29:59.998",12,15,20,3,"všední",-3.8]
[8373,null,null,"1999-12-15T20:29:59.998",12,15,21,3,"všední",-4.8]
[8374,null,null,"1999-12-15T21:29:59.998",12,15,22,3,"všední",-5]
[8375,null,null,"1999-12-15T22:29:59.998",12,15,23,3,"všední",-5.8]
[8376,null,null,"1999-12-15T23:29:59.998",12,15,24,3,"všední",-6.6]
[8377,null,null,"1999-12-16T00:29:59.998",12,16,1,4,"všední",-7.4]
[8378,null,null,"1999-12-16T01:29:59.998",12,16,2,4,"všední",-7.7]
[8379,null,null,"1999-12-16T02:29:59.998",12,16,3,4,"všední",-8]
[8380,null,null,"1999-12-16T03:29:59.998",12,16,4,4,"všední",-8.3000000000000007]
[8381,null,null,"1999-12-16T04:29:59.998",12,16,5,4,"všední",-7.4]
[8382,null,null,"1999-12-16T05:29:59.998",12,16,6,4,"všední",-7.5]
[8383,null,null,"1999-12-16T06:29:59.998",12,16,7,4,"všední",-7.8]
[8384,null,null,"1999-12-16T07:29:59.998",12,16,8,4,"všední",-8]
[8385,null,null,"1999-12-16T08:29:59.998",12,16,9,4,"všední",-8.3000000000000007]
[8386,null,null,"1999-12-16T09:29:59.998",12,16,10,{"$f":"WEEKDAY(D8394-1)","v":4},{"$f":"IF(OR(E8394=7,E8394=8),\"prázdniny\",(IF(H8394=6,\"víkend\",IF(H8394=7,\"víkend\",IF(AND(E8394=1,F8394=1),\"prázdniny\",\"všední\")))))","v":"všední"},-5.8]
[8387,null,null,{"$f":"D8394+1/24","v":"1999-12-16T10:29:59.998"},12,16,11,4,"všední",-4.4000000000000004]
[8388,null,null,"1999-12-16T11:29:59.998",12,16,12,4,"všední",-3]
[8389,null,null,"1999-12-16T12:29:59.998",12,16,13,4,"všední",-1.8]
[8390,null,null,"1999-12-16T13:29:59.998",12,16,14,4,"všední",-1]
[8391,null,null,"1999-12-16T14:29:59.998",12,16,15,4,"všední",-1.1000000000000001]
[8392,null,null,"1999-12-16T15:29:59.998",12,16,16,4,"všední",-1.9]
[8393,null,null,"1999-12-16T16:29:59.998",12,16,17,4,"všední",-3.2]
[8394,null,null,"1999-12-16T17:29:59.998",12,16,18,4,"všední",-3.4]
[8395,null,null,"1999-12-16T18:29:59.998",12,16,19,4,"všední",-4.5999999999999996]
[8396,null,null,"1999-12-16T19:29:59.998",12,16,20,4,"všední",-4.8]
[8397,null,null,"1999-12-16T20:29:59.998",12,16,21,4,"všední",-4.9000000000000004]
[8398,null,null,"1999-12-16T21:29:59.998",12,16,22,4,"všední",-5.7]
[8399,null,null,"1999-12-16T22:29:59.998",12,16,23,4,"všední",-5.6]
[8400,null,null,"1999-12-16T23:29:59.998",12,16,24,4,"všední",-5.5]
[8401,null,null,"1999-12-17T00:29:59.998",12,17,1,5,"všední",-5.4]
[8402,null,null,"1999-12-17T01:29:59.998",12,17,2,5,"všední",-5.8]
[8403,null,null,"1999-12-17T02:29:59.998",12,17,3,5,"všední",-6.2]
[8404,null,null,"1999-12-17T03:29:59.998",12,17,4,5,"všední",-6.6]
[8405,null,null,"1999-12-17T04:29:59.998",12,17,5,5,"všední",-6.8]
[8406,null,null,"1999-12-17T05:29:59.998",12,17,6,5,"všední",-6.8]
[8407,null,null,"1999-12-17T06:29:59.998",12,17,7,5,"všední",-7.2]
[8408,null,null,"1999-12-17T07:29:59.998",12,17,8,5,"všední",-7.8]
[8409,null,null,"1999-12-17T08:29:59.998",12,17,9,5,"všední",-7.2]
[8410,null,null,"1999-12-17T09:29:59.998",12,17,{"$f":"G8394","v":10},5,"všední",-6.6]
[8411,null,null,"1999-12-17T10:29:59.998",12,17,11,5,"všední",-5]
[8412,null,null,"1999-12-17T11:29:59.998",12,17,12,5,"všední",-2]
[8413,null,null,"1999-12-17T12:29:59.998",12,17,13,5,"všední",-1.4]
[8414,null,null,"1999-12-17T13:29:59.998",12,17,14,5,"všední",-2.2000000000000002]
[8415,null,null,"1999-12-17T14:29:59.998",12,17,15,5,"všední",-2.8]
[8416,null,null,"1999-12-17T15:29:59.998",12,17,16,5,"všední",-2.8]
[8417,null,null,"1999-12-17T16:29:59.998",12,17,17,5,"všední",-2.8]
[8418,null,null,"1999-12-17T17:29:59.998",12,17,18,5,"všední",-2.4]
[8419,null,null,"1999-12-17T18:29:59.998",12,17,19,5,"všední",-2.2999999999999998]
[8420,null,null,"1999-12-17T19:29:59.998",12,17,20,5,"všední",-1.6]
[8421,null,null,"1999-12-17T20:29:59.998",12,17,21,5,"všední",-1.3]
[8422,null,null,"1999-12-17T21:29:59.998",12,17,22,5,"všední",-0.8]
[8423,null,null,"1999-12-17T22:29:59.998",12,17,23,5,"všední",-0.6]
[8424,null,null,"1999-12-17T23:29:59.998",12,17,24,5,"všední",-0.3]
[8425,null,null,"1999-12-18T00:29:59.998",12,18,1,6,"víkend",-0.1]
[8426,null,null,"1999-12-18T01:29:59.998",12,18,2,6,"víkend",0.4]
[8427,null,null,"1999-12-18T02:29:59.998",12,18,3,6,"víkend",0.8]
[8428,null,null,"1999-12-18T03:29:59.998",12,18,4,6,"víkend",1.3]
[8429,null,null,"1999-12-18T04:29:59.998",12,18,5,6,"víkend",1.7]
[8430,null,null,"1999-12-18T05:29:59.998",12,18,6,6,"víkend",2.2999999999999998]
[8431,null,null,"1999-12-18T06:29:59.998",12,18,7,6,"víkend",2.7]
[8432,null,null,"1999-12-18T07:29:59.998",12,18,8,6,"víkend",3.2]
[8433,null,null,"1999-12-18T08:29:59.998",12,18,9,6,"víkend",3.7]
[8434,null,null,"1999-12-18T09:29:59.998",12,18,10,6,"víkend",3.9]
[8435,null,null,"1999-12-18T10:29:59.998",12,18,11,6,"víkend",4.4000000000000004]
[8436,null,null,"1999-12-18T11:29:59.998",12,18,12,6,"víkend",4.9000000000000004]
[8437,null,null,"1999-12-18T12:29:59.998",12,18,13,6,"víkend",5.2]
[8438,null,null,"1999-12-18T13:29:59.998",12,18,14,6,"víkend",4.5999999999999996]
[8439,null,null,"1999-12-18T14:29:59.998",12,18,15,6,"víkend",4.5999999999999996]
[8440,null,null,"1999-12-18T15:29:59.998",12,18,16,6,"víkend",4.0999999999999996]
[8441,null,null,"1999-12-18T16:29:59.998",12,18,17,6,"víkend",3.5]
[8442,null,null,"1999-12-18T17:29:59.998",12,18,18,6,"víkend",3.4]
[8443,null,null,"1999-12-18T18:29:59.998",12,18,19,6,"víkend",3.2]
[8444,null,null,"1999-12-18T19:29:59.998",12,18,20,6,"víkend",2.9]
[8445,null,null,"1999-12-18T20:29:59.998",12,18,21,6,"víkend",3]
[8446,null,null,"1999-12-18T21:29:59.998",12,18,22,6,"víkend",2.9]
[8447,null,null,"1999-12-18T22:29:59.998",12,18,23,6,"víkend",2.6]
[8448,null,null,"1999-12-18T23:29:59.998",12,18,24,6,"víkend",2.4]
[8449,null,null,"1999-12-19T00:29:59.998",12,19,1,7,"víkend",2.1]
[8450,null,null,"1999-12-19T01:29:59.998",12,19,2,{"$f":"WEEKDAY(D8458-1)","v":7},{"$f":"IF(OR(E8458=7,E8458=8),\"prázdniny\",(IF(H8458=6,\"víkend\",IF(H8458=7,\"víkend\",IF(AND(E8458=1,F8458=1),\"prázdniny\",\"všední\")))))","v":"víkend"},2]
[8451,null,null,{"$f":"D8458+1/24","v":"1999-12-19T02:29:59.998"},12,19,3,7,"víkend",1.9]
[8452,null,null,"1999-12-19T03:29:59.998",12,19,4,7,"víkend",1.8]
[8453,null,null,"1999-12-19T04:29:59.998",12,19,5,7,"víkend",1.1000000000000001]
[8454,null,null,"1999-12-19T05:29:59.998",12,19,6,7,"víkend",1]
[8455,null,null,"1999-12-19T06:29:59.998",12,19,7,7,"víkend",0.6]
[8456,null,null,"1999-12-19T07:29:59.998",12,19,8,7,"víkend",0.8]
[8457,null,null,"1999-12-19T08:29:59.998",12,19,9,7,"víkend",1.3]
[8458,null,null,"1999-12-19T09:29:59.998",12,19,10,7,"víkend",2.1]
[8459,null,null,"1999-12-19T10:29:59.998",12,19,11,7,"víkend",2.4]
[8460,null,null,"1999-12-19T11:29:59.998",12,19,12,7,"víkend",2.5]
[8461,null,null,"1999-12-19T12:29:59.998",12,19,13,7,"víkend",1.6]
[8462,null,null,"1999-12-19T13:29:59.998",12,19,14,7,"víkend",1]
[8463,null,null,"1999-12-19T14:29:59.998",12,19,15,7,"víkend",1.1000000000000001]
[8464,null,null,"1999-12-19T15:29:59.998",12,19,16,7,"víkend",1.2]
[8465,null,null,"1999-12-19T16:29:59.998",12,19,17,7,"víkend",1.8]
[8466,null,null,"1999-12-19T17:29:59.998",12,19,18,7,"víkend",2.6]
[8467,null,null,"1999-12-19T18:29:59.998",12,19,19,7,"víkend",3.3]
[8468,null,null,"1999-12-19T19:29:59.998",12,19,20,7,"víkend",4]
[8469,null,null,"1999-12-19T20:29:59.998",12,19,21,7,"víkend",4.7]
[8470,null,null,"1999-12-19T21:29:59.998",12,19,22,7,"víkend",5.4]
[8471,null,null,"1999-12-19T22:29:59.998",12,19,23,7,"víkend",5.7]
[8472,null,null,"1999-12-19T23:29:59.998",12,19,24,7,"víkend",6.1]
[8473,null,null,"1999-12-20T00:29:59.998",12,20,1,1,"všední",6.4]
[8474,null,null,"1999-12-20T01:29:59.998",12,20,{"$f":"G8458","v":2},1,"všední",6.4]
[8475,null,null,"1999-12-20T02:29:59.998",12,20,3,1,"všední",6.5]
[8476,null,null,"1999-12-20T03:29:59.998",12,20,4,1,"všední",6.5]
[8477,null,null,"1999-12-20T04:29:59.998",12,20,5,1,"všední",6.9]
[8478,null,null,"1999-12-20T05:29:59.998",12,20,6,1,"všední",7]
[8479,null,null,"1999-12-20T06:29:59.998",12,20,7,1,"všední",5.7]
[8480,null,null,"1999-12-20T07:29:59.998",12,20,8,1,"všední",5]
[8481,null,null,"1999-12-20T08:29:59.998",12,20,9,1,"všední",4.4000000000000004]
[8482,null,null,"1999-12-20T09:29:59.998",12,20,10,1,"všední",4.4000000000000004]
[8483,null,null,"1999-12-20T10:29:59.998",12,20,11,1,"všední",4.9000000000000004]
[8484,null,null,"1999-12-20T11:29:59.998",12,20,12,1,"všední",5]
[8485,null,null,"1999-12-20T12:29:59.998",12,20,13,1,"všední",5.5]
[8486,null,null,"1999-12-20T13:29:59.998",12,20,14,1,"všední",4]
[8487,null,null,"1999-12-20T14:29:59.998",12,20,15,1,"všední",3.6]
[8488,null,null,"1999-12-20T15:29:59.998",12,20,16,1,"všední",3]
[8489,null,null,"1999-12-20T16:29:59.998",12,20,17,1,"všední",2.2999999999999998]
[8490,null,null,"1999-12-20T17:29:59.998",12,20,18,1,"všední",2.2000000000000002]
[8491,null,null,"1999-12-20T18:29:59.998",12,20,19,1,"všední",0.9]
[8492,null,null,"1999-12-20T19:29:59.998",12,20,20,1,"všední",0.8]
[8493,null,null,"1999-12-20T20:29:59.998",12,20,21,1,"všední",0.4]
[8494,null,null,"1999-12-20T21:29:59.998",12,20,22,1,"všední",0.7]
[8495,null,null,"1999-12-20T22:29:59.998",12,20,23,1,"všední",0.5]
[8496,null,null,"1999-12-20T23:29:59.998",12,20,24,1,"všední",0.2]
[8497,null,null,"1999-12-21T00:29:59.998",12,21,1,2,"všední",0]
[8498,null,null,"1999-12-21T01:29:59.998",12,21,2,2,"všední",-0.1]
[8499,null,null,"1999-12-21T02:29:59.998",12,21,3,2,"všední",-0.1]
[8500,null,null,"1999-12-21T03:29:59.998",12,21,4,2,"všední",-0.2]
[8501,null,null,"1999-12-21T04:29:59.998",12,21,5,2,"všední",-0.2]
[8502,null,null,"1999-12-21T05:29:59.998",12,21,6,2,"všední",-0.3]
[8503,null,null,"1999-12-21T06:29:59.998",12,21,7,2,"všední",0]
[8504,null,null,"1999-12-21T07:29:59.998",12,21,8,2,"všední",0.2]
[8505,null,null,"1999-12-21T08:29:59.998",12,21,9,2,"všední",0.2]
[8506,null,null,"1999-12-21T09:29:59.998",12,21,10,2,"všední",1.2]
[8507,null,null,"1999-12-21T10:29:59.998",12,21,11,2,"všední",2]
[8508,null,null,"1999-12-21T11:29:59.998",12,21,12,2,"všední",2.2000000000000002]
[8509,null,null,"1999-12-21T12:29:59.998",12,21,13,2,"všední",2.5]
[8510,null,null,"1999-12-21T13:29:59.998",12,21,14,2,"všední",2.1]
[8511,null,null,"1999-12-21T14:29:59.998",12,21,15,2,"všední",2.2999999999999998]
[8512,null,null,"1999-12-21T15:29:59.998",12,21,16,2,"všední",1.9]
[8513,null,null,"1999-12-21T16:29:59.998",12,21,17,2,"všední",1.8]
[8514,null,null,"1999-12-21T17:29:59.998",12,21,18,{"$f":"WEEKDAY(D8522-1)","v":2},{"$f":"IF(OR(E8522=7,E8522=8),\"prázdniny\",(IF(H8522=6,\"víkend\",IF(H8522=7,\"víkend\",IF(AND(E8522=1,F8522=1),\"prázdniny\",\"všední\")))))","v":"všední"},1.6]
[8515,null,null,{"$f":"D8522+1/24","v":"1999-12-21T18:29:59.998"},12,21,19,2,"všední",0.8]
[8516,null,null,"1999-12-21T19:29:59.998",12,21,20,2,"všední",0.4]
[8517,null,null,"1999-12-21T20:29:59.998",12,21,21,2,"všední",0.4]
[8518,null,null,"1999-12-21T21:29:59.998",12,21,22,2,"všední",0.4]
[8519,null,null,"1999-12-21T22:29:59.998",12,21,23,2,"všední",0.6]
[8520,null,null,"1999-12-21T23:29:59.998",12,21,24,2,"všední",0.8]
[8521,null,null,"1999-12-22T00:29:59.998",12,22,1,3,"všední",1]
[8522,null,null,"1999-12-22T01:29:59.998",12,22,2,3,"všední",1.9]
[8523,null,null,"1999-12-22T02:29:59.998",12,22,3,3,"všední",2.9]
[8524,null,null,"1999-12-22T03:29:59.998",12,22,4,3,"všední",3.8]
[8525,null,null,"1999-12-22T04:29:59.998",12,22,5,3,"všední",3.2]
[8526,null,null,"1999-12-22T05:29:59.998",12,22,6,3,"všední",2.5]
[8527,null,null,"1999-12-22T06:29:59.998",12,22,7,3,"všední",2.2000000000000002]
[8528,null,null,"1999-12-22T07:29:59.998",12,22,8,3,"všední",1.8]
[8529,null,null,"1999-12-22T08:29:59.998",12,22,9,3,"všední",1.8]
[8530,null,null,"1999-12-22T09:29:59.998",12,22,10,3,"všední",2]
[8531,null,null,"1999-12-22T10:29:59.998",12,22,11,3,"všední",2.4]
[8532,null,null,"1999-12-22T11:29:59.998",12,22,12,3,"všední",2.9]
[8533,null,null,"1999-12-22T12:29:59.998",12,22,13,3,"všední",3.1]
[8534,null,null,"1999-12-22T13:29:59.998",12,22,14,3,"všední",3.1]
[8535,null,null,"1999-12-22T14:29:59.998",12,22,15,3,"všední",2.9]
[8536,null,null,"1999-12-22T15:29:59.998",12,22,16,3,"všední",2.5]
[8537,null,null,"1999-12-22T16:29:59.998",12,22,17,3,"všední",2.4]
[8538,null,null,"1999-12-22T17:29:59.998",12,22,{"$f":"G8522","v":18},3,"všední",2.1]
[8539,null,null,"1999-12-22T18:29:59.998",12,22,19,3,"všední",1.8]
[8540,null,null,"1999-12-22T19:29:59.998",12,22,20,3,"všední",2]
[8541,null,null,"1999-12-22T20:29:59.998",12,22,21,3,"všední",2.2000000000000002]
[8542,null,null,"1999-12-22T21:29:59.998",12,22,22,3,"všední",2.5]
[8543,null,null,"1999-12-22T22:29:59.998",12,22,23,3,"všední",2.6]
[8544,null,null,"1999-12-22T23:29:59.998",12,22,24,3,"všední",2.8]
[8545,null,null,"1999-12-23T00:29:59.998",12,23,1,4,"všední",2.9]
[8546,null,null,"1999-12-23T01:29:59.998",12,23,2,4,"všední",3.3]
[8547,null,null,"1999-12-23T02:29:59.998",12,23,3,4,"všední",3.7]
[8548,null,null,"1999-12-23T03:29:59.998",12,23,4,4,"všední",4.0999999999999996]
[8549,null,null,"1999-12-23T04:29:59.998",12,23,5,4,"všední",6]
[8550,null,null,"1999-12-23T05:29:59.998",12,23,6,4,"všední",7.7]
[8551,null,null,"1999-12-23T06:29:59.998",12,23,7,4,"všední",9]
[8552,null,null,"1999-12-23T07:29:59.998",12,23,8,4,"všední",8.6999999999999993]
[8553,null,null,"1999-12-23T08:29:59.998",12,23,9,4,"všední",8.5]
[8554,null,null,"1999-12-23T09:29:59.998",12,23,10,4,"všední",8.4]
[8555,null,null,"1999-12-23T10:29:59.998",12,23,11,4,"všední",8.6]
[8556,null,null,"1999-12-23T11:29:59.998",12,23,12,4,"všední",8.8000000000000007]
[8557,null,null,"1999-12-23T12:29:59.998",12,23,13,4,"všední",9.3000000000000007]
[8558,null,null,"1999-12-23T13:29:59.998",12,23,14,4,"všední",9.5]
[8559,null,null,"1999-12-23T14:29:59.998",12,23,15,4,"všední",9.5]
[8560,null,null,"1999-12-23T15:29:59.998",12,23,16,4,"všední",9.4]
[8561,null,null,"1999-12-23T16:29:59.998",12,23,17,4,"všední",9.4]
[8562,null,null,"1999-12-23T17:29:59.998",12,23,18,4,"všední",9.4]
[8563,null,null,"1999-12-23T18:29:59.998",12,23,19,4,"všední",9.6999999999999993]
[8564,null,null,"1999-12-23T19:29:59.998",12,23,20,4,"všední",9.8000000000000007]
[8565,null,null,"1999-12-23T20:29:59.998",12,23,21,4,"všední",9.6999999999999993]
[8566,null,null,"1999-12-23T21:29:59.998",12,23,22,4,"všední",9.1999999999999993]
[8567,null,null,"1999-12-23T22:29:59.998",12,23,23,4,"všední",9.1]
[8568,null,null,"1999-12-23T23:29:59.998",12,23,24,4,"všední",9.1]
[8569,null,null,"1999-12-24T00:29:59.998",12,24,1,5,"všední",9]
[8570,null,null,"1999-12-24T01:29:59.998",12,24,2,5,"všední",7.7]
[8571,null,null,"1999-12-24T02:29:59.998",12,24,3,5,"všední",6.5]
[8572,null,null,"1999-12-24T03:29:59.998",12,24,4,5,"všední",5.2]
[8573,null,null,"1999-12-24T04:29:59.998",12,24,5,5,"všední",4.5]
[8574,null,null,"1999-12-24T05:29:59.998",12,24,6,5,"všední",4.2]
[8575,null,null,"1999-12-24T06:29:59.998",12,24,7,5,"všední",3.9]
[8576,null,null,"1999-12-24T07:29:59.998",12,24,8,5,"všední",3.5]
[8577,null,null,"1999-12-24T08:29:59.998",12,24,9,5,"všední",3.5]
[8578,null,null,"1999-12-24T09:29:59.998",12,24,10,{"$f":"WEEKDAY(D8586-1)","v":5},{"$f":"IF(OR(E8586=7,E8586=8),\"prázdniny\",(IF(H8586=6,\"víkend\",IF(H8586=7,\"víkend\",IF(AND(E8586=1,F8586=1),\"prázdniny\",\"všední\")))))","v":"všední"},3.1]
[8579,null,null,{"$f":"D8586+1/24","v":"1999-12-24T10:29:59.998"},12,24,11,5,"všední",4.0999999999999996]
[8580,null,null,"1999-12-24T11:29:59.998",12,24,12,5,"všední",4]
[8581,null,null,"1999-12-24T12:29:59.998",12,24,13,5,"všední",4.8]
[8582,null,null,"1999-12-24T13:29:59.998",12,24,14,5,"všední",4.8]
[8583,null,null,"1999-12-24T14:29:59.998",12,24,15,5,"všední",4.5]
[8584,null,null,"1999-12-24T15:29:59.998",12,24,16,5,"všední",2.6]
[8585,null,null,"1999-12-24T16:29:59.998",12,24,17,5,"všední",2.2999999999999998]
[8586,null,null,"1999-12-24T17:29:59.998",12,24,18,5,"všední",2.5]
[8587,null,null,"1999-12-24T18:29:59.998",12,24,19,5,"všední",3]
[8588,null,null,"1999-12-24T19:29:59.998",12,24,20,5,"všední",2.1]
[8589,null,null,"1999-12-24T20:29:59.998",12,24,21,5,"všední",1.8]
[8590,null,null,"1999-12-24T21:29:59.998",12,24,22,5,"všední",2.2999999999999998]
[8591,null,null,"1999-12-24T22:29:59.998",12,24,23,5,"všední",2.1]
[8592,null,null,"1999-12-24T23:29:59.998",12,24,24,5,"všední",2]
[8593,null,null,"1999-12-25T00:29:59.998",12,25,1,6,"víkend",1.8]
[8594,null,null,"1999-12-25T01:29:59.998",12,25,2,6,"víkend",1.6]
[8595,null,null,"1999-12-25T02:29:59.998",12,25,3,6,"víkend",1.5]
[8596,null,null,"1999-12-25T03:29:59.998",12,25,4,6,"víkend",1.3]
[8597,null,null,"1999-12-25T04:29:59.998",12,25,5,6,"víkend",1.2]
[8598,null,null,"1999-12-25T05:29:59.998",12,25,6,6,"víkend",1.8]
[8599,null,null,"1999-12-25T06:29:59.998",12,25,7,6,"víkend",1.7]
[8600,null,null,"1999-12-25T07:29:59.998",12,25,8,6,"víkend",1.1000000000000001]
[8601,null,null,"1999-12-25T08:29:59.998",12,25,9,6,"víkend",0.4]
[8602,null,null,"1999-12-25T09:29:59.998",12,25,{"$f":"G8586","v":10},6,"víkend",0]
[8603,null,null,"1999-12-25T10:29:59.998",12,25,11,6,"víkend",1.3]
[8604,null,null,"1999-12-25T11:29:59.998",12,25,12,6,"víkend",1.5]
[8605,null,null,"1999-12-25T12:29:59.998",12,25,13,6,"víkend",2.2000000000000002]
[8606,null,null,"1999-12-25T13:29:59.998",12,25,14,6,"víkend",1.6]
[8607,null,null,"1999-12-25T14:29:59.998",12,25,15,6,"víkend",1.2]
[8608,null,null,"1999-12-25T15:29:59.998",12,25,16,6,"víkend",1]
[8609,null,null,"1999-12-25T16:29:59.998",12,25,17,6,"víkend",0.8]
[8610,null,null,"1999-12-25T17:29:59.998",12,25,18,6,"víkend",0.8]
[8611,null,null,"1999-12-25T18:29:59.998",12,25,19,6,"víkend",0.5]
[8612,null,null,"1999-12-25T19:29:59.998",12,25,20,6,"víkend",0.4]
[8613,null,null,"1999-12-25T20:29:59.998",12,25,21,6,"víkend",0.1]
[8614,null,null,"1999-12-25T21:29:59.998",12,25,22,6,"víkend",0]
[8615,null,null,"1999-12-25T22:29:59.998",12,25,23,6,"víkend",-0.5]
[8616,null,null,"1999-12-25T23:29:59.998",12,25,24,6,"víkend",-1.1000000000000001]
[8617,null,null,"1999-12-26T00:29:59.998",12,26,1,7,"víkend",-1.6]
[8618,null,null,"1999-12-26T01:29:59.998",12,26,2,7,"víkend",-1.2]
[8619,null,null,"1999-12-26T02:29:59.998",12,26,3,7,"víkend",-0.9]
[8620,null,null,"1999-12-26T03:29:59.998",12,26,4,7,"víkend",-0.5]
[8621,null,null,"1999-12-26T04:29:59.998",12,26,5,7,"víkend",-0.5]
[8622,null,null,"1999-12-26T05:29:59.998",12,26,6,7,"víkend",0]
[8623,null,null,"1999-12-26T06:29:59.998",12,26,7,7,"víkend",0.1]
[8624,null,null,"1999-12-26T07:29:59.998",12,26,8,7,"víkend",0.4]
[8625,null,null,"1999-12-26T08:29:59.998",12,26,9,7,"víkend",0.6]
[8626,null,null,"1999-12-26T09:29:59.998",12,26,10,7,"víkend",1.2]
[8627,null,null,"1999-12-26T10:29:59.998",12,26,11,7,"víkend",-0.2]
[8628,null,null,"1999-12-26T11:29:59.998",12,26,12,7,"víkend",-0.2]
[8629,null,null,"1999-12-26T12:29:59.998",12,26,13,7,"víkend",-0.1]
[8630,null,null,"1999-12-26T13:29:59.998",12,26,14,7,"víkend",0]
[8631,null,null,"1999-12-26T14:29:59.998",12,26,15,7,"víkend",0.7]
[8632,null,null,"1999-12-26T15:29:59.998",12,26,16,7,"víkend",1]
[8633,null,null,"1999-12-26T16:29:59.998",12,26,17,7,"víkend",1.2]
[8634,null,null,"1999-12-26T17:29:59.998",12,26,18,7,"víkend",1.5]
[8635,null,null,"1999-12-26T18:29:59.998",12,26,19,7,"víkend",1.4]
[8636,null,null,"1999-12-26T19:29:59.998",12,26,20,7,"víkend",1.6]
[8637,null,null,"1999-12-26T20:29:59.998",12,26,21,7,"víkend",2.1]
[8638,null,null,"1999-12-26T21:29:59.998",12,26,22,7,"víkend",2.2000000000000002]
[8639,null,null,"1999-12-26T22:29:59.998",12,26,23,7,"víkend",2.2999999999999998]
[8640,null,null,"1999-12-26T23:29:59.998",12,26,24,7,"víkend",2.5]
[8641,null,null,"1999-12-27T00:29:59.998",12,27,1,1,"všední",2.6]
[8642,null,null,"1999-12-27T01:29:59.998",12,27,2,{"$f":"WEEKDAY(D8650-1)","v":1},{"$f":"IF(OR(E8650=7,E8650=8),\"prázdniny\",(IF(H8650=6,\"víkend\",IF(H8650=7,\"víkend\",IF(AND(E8650=1,F8650=1),\"prázdniny\",\"všední\")))))","v":"všední"},2.7]
[8643,null,null,{"$f":"D8650+1/24","v":"1999-12-27T02:29:59.998"},12,27,3,1,"všední",2.8]
[8644,null,null,"1999-12-27T03:29:59.998",12,27,4,1,"všední",2.9]
[8645,null,null,"1999-12-27T04:29:59.998",12,27,5,1,"všední",2.4]
[8646,null,null,"1999-12-27T05:29:59.998",12,27,6,1,"všední",2.8]
[8647,null,null,"1999-12-27T06:29:59.998",12,27,7,1,"všední",3.1]
[8648,null,null,"1999-12-27T07:29:59.998",12,27,8,1,"všední",3]
[8649,null,null,"1999-12-27T08:29:59.998",12,27,9,1,"všední",2.8]
[8650,null,null,"1999-12-27T09:29:59.998",12,27,10,1,"všední",4.0999999999999996]
[8651,null,null,"1999-12-27T10:29:59.998",12,27,11,1,"všední",4]
[8652,null,null,"1999-12-27T11:29:59.998",12,27,12,1,"všední",3.9]
[8653,null,null,"1999-12-27T12:29:59.998",12,27,13,1,"všední",3.6]
[8654,null,null,"1999-12-27T13:29:59.998",12,27,14,1,"všední",3.2]
[8655,null,null,"1999-12-27T14:29:59.998",12,27,15,1,"všední",2.8]
[8656,null,null,"1999-12-27T15:29:59.998",12,27,16,1,"všední",2.7]
[8657,null,null,"1999-12-27T16:29:59.998",12,27,17,1,"všední",2.4]
[8658,null,null,"1999-12-27T17:29:59.998",12,27,18,1,"všední",2.1]
[8659,null,null,"1999-12-27T18:29:59.998",12,27,19,1,"všední",2.1]
[8660,null,null,"1999-12-27T19:29:59.998",12,27,20,1,"všední",1.8]
[8661,null,null,"1999-12-27T20:29:59.998",12,27,21,1,"všední",2]
[8662,null,null,"1999-12-27T21:29:59.998",12,27,22,1,"všední",1.7]
[8663,null,null,"1999-12-27T22:29:59.998",12,27,23,1,"všední",1.6]
[8664,null,null,"1999-12-27T23:29:59.998",12,27,24,1,"všední",1.4]
[8665,null,null,"1999-12-28T00:29:59.998",12,28,1,2,"všední",1.3]
[8666,null,null,"1999-12-28T01:29:59.998",12,28,{"$f":"G8650","v":2},2,"všední",1]
[8667,null,null,"1999-12-28T02:29:59.998",12,28,3,2,"všední",0.7]
[8668,null,null,"1999-12-28T03:29:59.998",12,28,4,2,"všední",0.4]
[8669,null,null,"1999-12-28T04:29:59.998",12,28,5,2,"všední",0.2]
[8670,null,null,"1999-12-28T05:29:59.998",12,28,6,2,"všední",0.1]
[8671,null,null,"1999-12-28T06:29:59.998",12,28,7,2,"všední",0]
[8672,null,null,"1999-12-28T07:29:59.998",12,28,8,2,"všední",0]
[8673,null,null,"1999-12-28T08:29:59.998",12,28,9,2,"všední",0]
[8674,null,null,"1999-12-28T09:29:59.998",12,28,10,2,"všední",0.4]
[8675,null,null,"1999-12-28T10:29:59.998",12,28,11,2,"všední",0.7]
[8676,null,null,"1999-12-28T11:29:59.998",12,28,12,2,"všední",1]
[8677,null,null,"1999-12-28T12:29:59.998",12,28,13,2,"všední",1.1000000000000001]
[8678,null,null,"1999-12-28T13:29:59.998",12,28,14,2,"všední",0.6]
[8679,null,null,"1999-12-28T14:29:59.998",12,28,15,2,"všední",0.4]
[8680,null,null,"1999-12-28T15:29:59.998",12,28,16,2,"všední",-0.4]
[8681,null,null,"1999-12-28T16:29:59.998",12,28,17,2,"všední",-1.2]
[8682,null,null,"1999-12-28T17:29:59.998",12,28,18,2,"všední",-1.8]
[8683,null,null,"1999-12-28T18:29:59.998",12,28,19,2,"všední",-2.9]
[8684,null,null,"1999-12-28T19:29:59.998",12,28,20,2,"všední",-4.2]
[8685,null,null,"1999-12-28T20:29:59.998",12,28,21,2,"všední",-4.0999999999999996]
[8686,null,null,"1999-12-28T21:29:59.998",12,28,22,2,"všední",-3.5]
[8687,null,null,"1999-12-28T22:29:59.998",12,28,23,2,"všední",-3.7]
[8688,null,null,"1999-12-28T23:29:59.998",12,28,24,2,"všední",-4]
[8689,null,null,"1999-12-29T00:29:59.998",12,29,1,3,"všední",-4.2]
[8690,null,null,"1999-12-29T01:29:59.998",12,29,2,3,"všední",-3.9]
[8691,null,null,"1999-12-29T02:29:59.998",12,29,3,3,"všední",-3.7]
[8692,null,null,"1999-12-29T03:29:59.998",12,29,4,3,"všední",-3.4]
[8693,null,null,"1999-12-29T04:29:59.998",12,29,5,3,"všední",-2.8]
[8694,null,null,"1999-12-29T05:29:59.998",12,29,6,3,"všední",-2.6]
[8695,null,null,"1999-12-29T06:29:59.998",12,29,7,3,"všední",-2.2000000000000002]
[8696,null,null,"1999-12-29T07:29:59.998",12,29,8,3,"všední",-1.7]
[8697,null,null,"1999-12-29T08:29:59.998",12,29,9,3,"všední",-1.3]
[8698,null,null,"1999-12-29T09:29:59.998",12,29,10,3,"všední",-0.5]
[8699,null,null,"1999-12-29T10:29:59.998",12,29,11,3,"všední",0.1]
[8700,null,null,"1999-12-29T11:29:59.998",12,29,12,3,"všední",0.6]
[8701,null,null,"1999-12-29T12:29:59.998",12,29,13,3,"všední",1]
[8702,null,null,"1999-12-29T13:29:59.998",12,29,14,3,"všední",1.2]
[8703,null,null,"1999-12-29T14:29:59.998",12,29,15,3,"všední",1.4]
[8704,null,null,"1999-12-29T15:29:59.998",12,29,16,3,"všední",0.5]
[8705,null,null,"1999-12-29T16:29:59.998",12,29,17,3,"všední",-0.3]
[8706,null,null,"1999-12-29T17:29:59.998",12,29,18,{"$f":"WEEKDAY(D8714-1)","v":3},{"$f":"IF(OR(E8714=7,E8714=8),\"prázdniny\",(IF(H8714=6,\"víkend\",IF(H8714=7,\"víkend\",IF(AND(E8714=1,F8714=1),\"prázdniny\",\"všední\")))))","v":"všední"},0.4]
[8707,null,null,{"$f":"D8714+1/24","v":"1999-12-29T18:29:59.998"},12,29,19,3,"všední",0.5]
[8708,null,null,"1999-12-29T19:29:59.998",12,29,20,3,"všední",0.5]
[8709,null,null,"1999-12-29T20:29:59.998",12,29,21,3,"všední",0.8]
[8710,null,null,"1999-12-29T21:29:59.998",12,29,22,3,"všední",1.2]
[8711,null,null,"1999-12-29T22:29:59.998",12,29,23,3,"všední",1.2]
[8712,null,null,"1999-12-29T23:29:59.998",12,29,24,3,"všední",1.2]
[8713,null,null,"1999-12-30T00:29:59.998",12,30,1,4,"všední",1.2]
[8714,null,null,"1999-12-30T01:29:59.998",12,30,2,4,"všední",1.2]
[8715,null,null,"1999-12-30T02:29:59.998",12,30,3,4,"všední",1.3]
[8716,null,null,"1999-12-30T03:29:59.998",12,30,4,4,"všední",1.3]
[8717,null,null,"1999-12-30T04:29:59.998",12,30,5,4,"všední",1.5]
[8718,null,null,"1999-12-30T05:29:59.998",12,30,6,4,"všední",1.8]
[8719,null,null,"1999-12-30T06:29:59.998",12,30,7,4,"všední",2]
[8720,null,null,"1999-12-30T07:29:59.998",12,30,8,4,"všední",2]
[8721,null,null,"1999-12-30T08:29:59.998",12,30,9,4,"všední",2.1]
[8722,null,null,"1999-12-30T09:29:59.998",12,30,10,4,"všední",2.8]
[8723,null,null,"1999-12-30T10:29:59.998",12,30,11,4,"všední",3.2]
[8724,null,null,"1999-12-30T11:29:59.998",12,30,12,4,"všední",3.9]
[8725,null,null,"1999-12-30T12:29:59.998",12,30,13,4,"všední",4.5]
[8726,null,null,"1999-12-30T13:29:59.998",12,30,14,4,"všední",4.4000000000000004]
[8727,null,null,"1999-12-30T14:29:59.998",12,30,15,4,"všední",4.9000000000000004]
[8728,null,null,"1999-12-30T15:29:59.998",12,30,16,4,"všední",4.5]
[8729,null,null,"1999-12-30T16:29:59.998",12,30,17,4,"všední",2.9]
[8730,null,null,"1999-12-30T17:29:59.998",12,30,{"$f":"G8714","v":18},4,"všední",2.5]
[8731,null,null,"1999-12-30T18:29:59.998",12,30,19,4,"všední",2.4]
[8732,null,null,"1999-12-30T19:29:59.998",12,30,20,4,"všední",2.4]
[8733,null,null,"1999-12-30T20:29:59.998",12,30,21,4,"všední",3.2]
[8734,null,null,"1999-12-30T21:29:59.998",12,30,22,4,"všední",3.1]
[8735,null,null,"1999-12-30T22:29:59.998",12,30,23,4,"všední",3]
[8736,null,null,"1999-12-30T23:29:59.998",12,30,24,4,"všední",2.9]
[8737,null,null,"1999-12-31T00:29:59.998",12,31,1,5,"všední",2.8]
[8738,null,null,"1999-12-31T01:29:59.998",12,31,2,5,"všední",2.8]
[8739,null,null,"1999-12-31T02:29:59.998",12,31,3,5,"všední",2.7]
[8740,null,null,"1999-12-31T03:29:59.998",12,31,4,5,"všední",2.7]
[8741,null,null,"1999-12-31T04:29:59.998",12,31,5,5,"všední",2.6]
[8742,null,null,"1999-12-31T05:29:59.998",12,31,6,5,"všední",2.6]
[8743,null,null,"1999-12-31T06:29:59.998",12,31,7,5,"všední",2.4]
[8744,null,null,"1999-12-31T07:29:59.998",12,31,8,5,"všední",2.2000000000000002]
[8745,null,null,"1999-12-31T08:29:59.998",12,31,9,5,"všední",2.2000000000000002]
[8746,null,null,"1999-12-31T09:29:59.998",12,31,10,5,"všední",2.5]
[8747,null,null,"1999-12-31T10:29:59.998",12,31,11,5,"všední",2.7]
[8748,null,null,"1999-12-31T11:29:59.998",12,31,12,5,"všední",2.8]
[8749,null,null,"1999-12-31T12:29:59.998",12,31,13,5,"všední",2.6]
[8750,null,null,"1999-12-31T13:29:59.998",12,31,14,5,"všední",2.6]
[8751,null,null,"1999-12-31T14:29:59.998",12,31,15,5,"všední",2.1]
[8752,null,null,"1999-12-31T15:29:59.998",12,31,16,5,"všední",1.4]
[8753,null,null,"1999-12-31T16:29:59.998",12,31,17,5,"všední",0.8]
[8754,null,null,"1999-12-31T17:29:59.998",12,31,18,5,"všední",-0.4]
[8755,null,null,"1999-12-31T18:29:59.998",12,31,19,5,"všední",-1.4]
[8756,null,null,"1999-12-31T19:29:59.998",12,31,20,5,"všední",-1.9]
[8757,null,null,"1999-12-31T20:29:59.998",12,31,21,5,"všední",-2.4]
[8758,null,null,"1999-12-31T21:29:59.998",12,31,22,5,"všední",-3.4]
[8759,null,null,"1999-12-31T22:29:59.998",12,31,23,5,"všední",-3.4]
[8760,null,null,"1999-12-31T23:29:59.998",12,31,24,5,"všední",-3.3]

{"sheet":"Vyber","index":3,"n_rows":6,"n_cols":5,"rows_kept":6,"cut":false,"hidden":false,"merged":[]}
["Týden"]
["Dní"]
["Start"]
[]
["číslo","Date","te [°C]","ti [°C]","Q [kW]"]
[null,4,10,13,14]